## RT287
ITEM NUMBER | ITEM CATEGORY | ITEM DESCRIPTION | BIDDER NAME | NAME OF MANUFACTURER | COUNTRY OF ORIGIN | BRAND NAME | PRODUCT CODE | DOES THE OFFER CONFORMS WITH SPECIFICATION ? YES/NO | IMPORT COMPONENT OF PRICE AS % | LEAD TIME (DAYS) | UNIT OF MEASURE | NO. OF OFFERS | MINIMUM ORDER QUANTITY | DELIVERY PRICE INCLUDING VAT | D1-IMPORTED RAW MATERIAL/FINISHED PRODUCT(IF APPLICABLE) | D2 - LOCAL RAW MATERIAL / FINISHED PRODUCT (IF APPLICABLE) | D3 – LABOUR | D4 – TRANSPORT | D5 –OTHER
RT287-01-001 | Dental Radiography | Digital KIT Position Indicator Device, Dental Radiographic with anterior, posterior, Bitewing and Endodontic holder. Bite Blocks, Aiming Rings and Indicator Arms | [8 empty] | pack
RT287-01-002 | Dental Radiography | Digital Indicator Arm, Anterior | [8 empty] | Each
RT287-01-003 | Dental Radiography | Digital Indicator Arm, Bite Wing | [8 empty] | Each
RT287-01-004 | Dental Radiography | Digital Indicator Arm, Endodontic | [8 empty] | Each
RT287-01-005 | Dental Radiography | Digital Indicator Arm, Posterior | [8 empty] | Each
RT287-01-006 | Dental Radiography | Digital Ring, Aiming, Dental X-Ray Tube: Anterior | [8 empty] | Each
RT287-01-007 | Dental Radiography | Digital Ring, Aiming, Dental X-Ray Tube: Bite Wing | [8 empty] | Each
RT287-01-008 | Dental Radiography | Digital Ring, Aiming, Dental X-Ray Tube: Endodontic | [8 empty] | Each
RT287-01-009 | Dental Radiography | Digital Ring, Aiming, Dental X-Ray Tube: Posterior | [8 empty] | Each
RT287-01-010 | Dental Radiography | Hanger, X-Ray Film: Dental, Single Film Packaging : Each ICN : 6520-18-970-2672 DOQ : EA | [8 empty] | Each
RT287-01-011 | Dental Radiography | Intra-oral phantom, for quality assurance measurements, for digital dental imaging, for initial calibration and follow-up testing of commercially avaialbe ontra-oral digital imaging systems | [8 empty] | Each
RT287-01-012 | Dental Radiography | Phantom dental unit, 2D Pan / Ceph Phantom, for measurements according to requirements for detnal diagnostic X-ray imaging systems from radioation control, one aluminium step-wedge and two different thickness, copper plates | [8 empty] | Each
RT287-01-013 | Dental Radiography | Phantom, universal set, for carrying out constancy and acceptance tests of conventional and digital dental X-Ray units, pro-dent phantom: 3-step wedge, pro-dent phantom: cone for perpendicular X-Ray beam control, pro-dent phantom: Pattern for line pair resolution evaluation and low contrast resolution tests | [8 empty] | Set
RT287-01-014 | Dental Radiography | Radiographic Digital Sensor Holder Anterior Size 0 | [8 empty] | pack
RT287-01-015 | Dental Radiography | Radiographic Digital Sensor Holder Anterior Size 1 | [8 empty] | pack
RT287-01-016 | Dental Radiography | Radiographic Digital Sensor Holder Anterior Size 2 | [8 empty] | pack
RT287-01-017 | Dental Radiography | Radiographic Digital Sensor Holder Bite Wing Size 0 | [8 empty] | pack
RT287-01-018 | Dental Radiography | Radiographic Digital Sensor Holder Bite Wing Size 1 | [8 empty] | pack
RT287-01-019 | Dental Radiography | Radiographic Digital Sensor Holder Bite Wing Size 2 | [8 empty] | pack
RT287-01-020 | Dental Radiography | Radiographic Digital Sensor Holder Endo Size 1 | [8 empty] | pack
RT287-01-021 | Dental Radiography | Radiographic Digital Sensor Holder Endo Size 2 | [8 empty] | pack
RT287-01-022 | Dental Radiography | Radiographic Digital Sensor Holder Posterior Size 0 | [8 empty] | pack
RT287-01-023 | Dental Radiography | Radiographic Digital Sensor Holder Posterior Size 1 | [8 empty] | pack
RT287-01-024 | Dental Radiography | Radiographic Digital Sensor Holder Posterior Size 2 | [8 empty] | pack
RT287-02-001 | Diagnostic | College Tweezers 15cm Serrated, Surgical Stainless Steel | [8 empty] | Each
RT287-02-002 | Diagnostic | College Tweezers Plain, Surgical Stainless Steel | [8 empty] | Each
RT287-02-003 | Diagnostic | Hand mirror for patient use; handheld, cosmetic | [8 empty] | Each
RT287-02-004 | Diagnostic | Lockable Tweezers Anti-twist pin Serrated, Surgical Stainless Steel | [8 empty] | Each
RT287-02-005 | Diagnostic | Periodontal Probe with Williams Markings (10mm) | [8 empty] | Each
RT287-02-006 | Diagnostic | Probe dental autoc non-disposable 8/9 | [8 empty] | Each
RT287-02-007 | Diagnostic | Probe, Perio 621, basic periodontal examination, a tool derived for screening, has a 0.5 mm ball end, black band at 3.5 to 5.5 mm, and additional markings at 8.5 mm and 11.5 mm | [8 empty] | Each
RT287-02-008 | Diagnostic | WHO Periodontal Probe for CPITN | [8 empty] | Each
RT287-02-009 | Diagnostic | Explorer, Dental: No. FT 5/8, Blacks Formula: 14-4 / 11-24, Serrated Handle Packaging : Each ICN: 6520-18-970-4724 DOQ : EA | [8 empty] | Each
RT287-02-010 | Diagnostic | Explorer, Dental: No. FT2/54, Blacks Formula: 7-4-23 / 10-6-26, Serrated Handle Packaging : Each ICN: 6520-18-970-2359 DOQ: EA | [8 empty] | Each
RT287-02-011 | Diagnostic | Handle, Mouth Examining Mirror: Serrated with Metric Thread Packaging : Each Note: Item to be compatable with item RT287-01-007 and RT287-01-008 ICN : 6520-18-970-2410 DOQ : EA | [8 empty] | Each
RT287-02-012 | Diagnostic | Handle, Mouth examining mirror: Silicone, with Metric Thread Flexi change Packaging : Each Note: Item to be compatable with item RT287-01-007 and RT287-01-008 ICN : 6520-18-013-8353 DOQ : EA | [8 empty] | Each
RT287-02-013 | Diagnostic | Mirror head, mouth examining: Metal with Simple Screw Stem and Metric Thread, Rhodium plated Front-Surface, 2 x magnifying mirror, Size No. 4 (22mm) Packaging : 1 Pack 12 Pieces Note: Item to be compatable with item RT287-01-005 and RT287-01-006 ICN : 6520-18-970-2459 DOQ : EA | [8 empty] | pack
RT287-02-014 | Diagnostic | Mirror head, mouth examining: Metal with Simple Screw Stem and Metric Thread, Rhodium plated Front-Surface, 2 x magnifying mirror,Size No. 5 (24mm)Packaging : 1 Pack 12 Pieces Note: Item to be compatable with item RT287-01-005 and RT287-01-006 ICN : 6520-18-970-2461 DOQ : EA | [8 empty] | pack
RT287-02-015 | Diagnostic | Mirror head, mouth examining: Metal with Simple Screw Stem and Metric Thread, Rhodium plated Front-Surface, Size No. 4 (22mm) Packaging : 1 Pack 12 Pieces Note: Item to be compatable with item RT287-01-005 and RT287-01-006 ICN : 6520-18-970-2459 DOQ : EA | [8 empty] | pack
RT287-02-016 | Diagnostic | Mirror head, mouth examining: Metal with Simple Screw Stem and Metric Thread, Rhodium plated Front-Surface, Size No. 5 (24mm)Packaging : 1 Pack 12 Pieces Note: Item to be compatable with item RT287-01-005 and RT287-01-006 ICN : 6520-18-970-2461 DOQ : EA | [8 empty] | pack
RT287-02-017 | Diagnostic | Periodontal Probe double Ended, nabers no.2N ( for mandibular molar) Stainless Steel | [8 empty] | Each
RT287-02-018 | Diagnostic | Periodontal Probe double Ended, nabers no.1N ( for maxillary molar) Stainless Steel | [8 empty] | Each
RT287-02-019 | Diagnostic | Probe, Periodontal: Expro, Color-coded, 1-2-3-5-7-8-9-10mm interval markings, Serrated Handle XP 23-QOW Packaging : Each ICN: 6520-18-970-5958 DOQ: EA | [8 empty] | Each
RT287-02-020 | Diagnostic | Probe, Periodontal: UNC 15, to measure the defect size and the membrane at a GTR therapy guided tissue regeneration, Packaging : Each ICN: 6520-18-970-5958 DOQ: EA | [8 empty] | Each
RT287-03-001 | Endodontics | Case, Dental Instruments: Endodontic, Box and Modules: Accommodate Range from 08-100 files, Paper Points 15-100, Gates, Broaches and Lentilo Fillers, Ruler, Packaging : Each DOQ : EA | [8 empty] | Each
RT287-03-002 | Endodontics | Case, Dental Instruments: Endodontic, Box with 40 Sockets, Height Approximate 51,5mm, AutoclavablePackaging : Each DOQ : EA | [8 empty] | Each
RT287-03-003 | Endodontics | Clamp, Rubber Dam, Dental: Bicuspids, Winged M Packaging : Each ICN : 6520-18-185-5584 DOQ : EA | [8 empty] | Each
RT287-03-004 | Endodontics | Clamp, Rubber Dam, Dental: Bicuspids, Wingless M Packaging : EachICN : 6520-18-185-5584 DOQ : EA | [8 empty] | Each
RT287-03-005 | Endodontics | Clamp, Rubber Dam, Dental: Deciduous Molars and Part Erupted Teeth AW, wingless Packaging : Each DOQ : EA | [8 empty] | Each
RT287-03-006 | Endodontics | Clamp, Rubber Dam, Dental: Deciduous Molars and Part Erupted Teeth AW; winged Packaging : Each DOQ : EA | [8 empty] | Each
RT287-03-007 | Endodontics | Clamp, Rubber Dam, Dental: Deciduous Molars and Part Erupted Teeth, Extended Arch HW; Winged Packaging : Each DOQ : EA | [8 empty] | Each
RT287-03-008 | Endodontics | Clamp, Rubber Dam, Dental: Deciduous Molars and Part Erupted Teeth, Extended Arch HW; Wingless Packaging : Each DOQ : EA | [8 empty] | Each
RT287-03-009 | Endodontics | Clamp, Rubber Dam, Dental: Deciduous Molars and Part Erupted Teeth, Winged A Packaging : Each DOQ : EA | [8 empty] | Each
RT287-03-010 | Endodontics | Clamp, Rubber Dam, Dental: Deciduous Molars and Part Erupted Teeth, Wingless Packaging : Each DOQ : EA | [8 empty] | Each
RT287-03-011 | Endodontics | Clamp, Rubber Dam, Dental: General Molar Clamp, Winged K; Packaging : EachICN : 6520-18-185-5579 DOQ : EA | [8 empty] | Each
RT287-03-012 | Endodontics | Clamp, Rubber Dam, Dental: General Molar Clamp, Wingless K; Packaging : EachICN : 6520-18-185-5579 DOQ : EA | [8 empty] | Each
RT287-03-013 | Endodontics | Clamp, Rubber Dam, Dental: Incicors, Canines and Bicuspids C; Winged Packaging : EachICN : 6520-18-185-5585 DOQ : EA | [8 empty] | Each
RT287-03-014 | Endodontics | Clamp, Rubber Dam, Dental: Incicors, Canines and Bicuspids C; Wingless Packaging : EachICN : 6520-18-185-5585 DOQ : EA | [8 empty] | Each
RT287-03-015 | Endodontics | Clamp, Rubber Dam, Dental: Incicors, Canines and Premolars with limited Gingival Retraction EW; Winged Packaging : EachICN : 6520-RT-287-0034 DOQ : EA | [8 empty] | Each
RT287-03-016 | Endodontics | Clamp, Rubber Dam, Dental: Incicors, Canines and Premolars with limited Gingival Retraction EW; Wingless Packaging : EachICN : 6520-RT-287-0034 DOQ : EA | [8 empty] | Each
RT287-03-017 | Endodontics | Clamp, Rubber Dam, Dental: Incicors, Canines and Premolars with limited Gingival Retraction Large Jaw, Winged L Packaging : Each DOQ : EA | [8 empty] | Each
RT287-03-018 | Endodontics | Clamp, Rubber Dam, Dental: Incicors, Canines and Premolars with limited Gingival Retraction Large Jaw, Wingless L Packaging : Each DOQ : EA | [8 empty] | Each
RT287-03-019 | Endodontics | Clamp, Rubber Dam, Dental: Incicors, Canines and Premolars with limited Gingival Retraction, Winged E Packaging : Each ICN : 6520-18-185-5588 DOQ : EA | [8 empty] | Each
RT287-03-020 | Endodontics | Clamp, Rubber Dam, Dental: Incicors, Canines and Premolars with limited Gingival Retraction, Wingless E; Packaging : EachICN : 6520-18-185-5588 DOQ : EA | [8 empty] | Each
RT287-03-021 | Endodontics | Clamp, Rubber Dam, Dental: Large Band Molar Clamp PW; Winged Packaging : EachICN : 6520-18-185-5581 DOQ : EA | [8 empty] | Each
RT287-03-022 | Endodontics | Clamp, Rubber Dam, Dental: Large Band Molar Clamp PW; Wingless Packaging : EachICN : 6520-18-185-5581 DOQ : EA | [8 empty] | Each
RT287-03-023 | Endodontics | Clamp, Rubber Dam, Dental: Large Molar with Deep Gingival Fit JW; winged Packaging : Each ICN : 6520-18-185-5573 DOQ : EA | [8 empty] | Each
RT287-03-024 | Endodontics | Clamp, Rubber Dam, Dental: Large Molar with Deep Gingival Fit JW;Wingless Packaging : Each ICN : 6520-18-185-5573 DOQ : EA | [8 empty] | Each
RT287-03-025 | Endodontics | Clamp, Rubber Dam, Dental: Medium Sized Molar Clamp NW; Wingless Packaging : EachICN : 6520-18-185-5580 DOQ : EA | [8 empty] | Each
RT287-03-026 | Endodontics | Clamp, Rubber Dam, Dental: Medium Sized Molar Clamp NW;Winged Packaging : EachICN : 6520-18-185-5580 DOQ : EA | [8 empty] | Each
RT287-03-027 | Endodontics | Clamp, Rubber Dam, Dental: Molar with Gingival Retraction BW; winged Packaging : EachICN : 6520-RT-287-0025 DOQ : EA | [8 empty] | Each
RT287-03-028 | Endodontics | Clamp, Rubber Dam, Dental: Molar with Gingival Retraction BW;Wingless Packaging : EachICN : 6520-RT-287-0025 DOQ : EA | [8 empty] | Each
RT287-03-029 | Endodontics | Clamp, Rubber Dam, Dental: Partially erupted molar or irregularly shaped molar, Winged Packaging : Each DOQ : EA | [8 empty] | Each
RT287-03-030 | Endodontics | Clamp, Rubber Dam, Dental: Partially erupted molar or irregularly shaped molar, Wingless Packaging : Each DOQ : EA | [8 empty] | Each
RT287-03-031 | Endodontics | Clamp, Rubber Dam, Dental: Serated Jaw, maxillary left molar, Winged Packaging : Each DOQ : EA | [8 empty] | Each
RT287-03-032 | Endodontics | Clamp, Rubber Dam, Dental: Serated Jaw, maxillary left molar, Wingless Packaging : Each DOQ : EA | [8 empty] | Each
RT287-03-033 | Endodontics | Clamp, Rubber Dam, Dental: Serated Jaw, maxillary right molar, Winged Packaging : Each DOQ : EA | [8 empty] | Each
RT287-03-034 | Endodontics | Clamp, Rubber Dam, Dental: Serated Jaw, maxillary right molar, Wingless Packaging : Each DOQ : EA | [8 empty] | Each
RT287-03-035 | Endodontics | Clamp, Rubber Dam, Dental: Small 3rd Molar, Deciduous Molar, Bicuspids and Canines GW; Winged Packaging : EachICN : 6520-18-185-5591 DOQ : EA | [8 empty] | Each
RT287-03-036 | Endodontics | Clamp, Rubber Dam, Dental: Small 3rd Molar, Deciduous Molar, Bicuspids and Canines GW; Wingless Packaging : EachICN : 6520-18-185-5591 DOQ : EA | [8 empty] | Each
RT287-03-037 | Endodontics | Clamp, Rubber Dam, Dental: Small 3rd Molar, Deciduous Molar, Bicuspids and Canines, Winged G Packaging : Each ICN : 6520-18-185-5590 DOQ : EA | [8 empty] | Each
RT287-03-038 | Endodontics | Clamp, Rubber Dam, Dental: Small 3rd Molar, Deciduous Molar, Bicuspids and Canines, Wingless G Packaging : EachICN : 6520-18-185-5590 DOQ : EA | [8 empty] | Each
RT287-03-039 | Endodontics | Clamp, Rubber Dam, Dental: Small Molar and Large Bicuspids DW; Winged Packaging : EachICN : 6520-18-185-5583 DOQ : EA | [8 empty] | Each
RT287-03-040 | Endodontics | Clamp, Rubber Dam, Dental: Small Molar and Large Bicuspids DW; Wingless Packaging : EachICN : 6520-18-185-5583 DOQ : EA | [8 empty] | Each
RT287-03-041 | Endodontics | Clamp, Rubber Dam, Dental: Stable Molar Clamp FW; Winged Packaging : Each ICN : 6520-18-185-5577 DOQ : EA | [8 empty] | Each
RT287-03-042 | Endodontics | Clamp, Rubber Dam, Dental: Stable Molar Clamp FW; Wingless Packaging : EachICN : 6520-18-185-5577 DOQ : EA | [8 empty] | Each
RT287-03-043 | Endodontics | Dental Dam Napkin to fit frame | [8 empty] | Each
RT287-03-044 | Endodontics | Excavator, Dental: Endodontic, Glick No. EXC 31L, Serrated Handle Packaging : Each ICN : 6520-18-970-5959 DOQ : EA | [8 empty] | Each
RT287-03-045 | Endodontics | Excavator, Dental: Endodontic, Glick No. EXCGL 2, Serrated Handle Packaging : Each ICN : 6520-18-970-5962 DOQ : EA | [8 empty] | Each
RT287-03-046 | Endodontics | Explorer, Dental: Root Canal, No. EXD 16, Serrated Handle Packaging : Each ICN : 6520-18-970-5957 DOQ : EA | [8 empty] | Each
RT287-03-047 | Endodontics | Forceps, Rubber Dam Clamp, Dental: No RDF 4 Packaging : Each ICN : 6520-18-970-2374 DOQ : EA | [8 empty] | Each
RT287-03-048 | Endodontics | Gauge, Stop, Endodontic: Measuring Gauge, Endo Instruments; Pre-Determent Gauge Stops Range From Length 10-30mm Packaging : Each DOQ : EA | [8 empty] | Each
RT287-03-049 | Endodontics | Holder, Rubber Dam, Dental: Round Frame (Ostby), Nylon Moulded, RadioTransparentPackaging : Each ICN : 6520-18-970-9024 DOQ : EA | [8 empty] | Each
RT287-03-050 | Endodontics | Holder, Rubber Dam, Dental: U-Form Frame Stainless Steel Packaging : Each ICN : 6520-18-185-5129 DOQ : EA | [8 empty] | Each
RT287-03-051 | Endodontics | Plugger, Pulp Canal: Glick Plastic Plugger No. RCPGL 1, Serrated Handle Packaging : Each ICN : 6520-18-970-5960 DOQ : EA | [8 empty] | Each
RT287-03-052 | Endodontics | Plugger, Pulp Canal: Luks No. RCPL 1, Serrated Handle Packaging : Each ICN : 6520-18-970-7951 DOQ : EA | [8 empty] | Each
RT287-03-053 | Endodontics | Plugger, Pulp Canal: Luks No. RCPL 2, Serrated Handle Packaging : Each ICN : 6520-18-970-7952 DOQ : EA | [8 empty] | Each
RT287-03-054 | Endodontics | Plugger, Pulp Canal: Luks No. RCPL 3, Serrated Handle Packaging : Each ICN : 6520-18-970-7953 DOQ : EA | [8 empty] | Each
RT287-03-055 | Endodontics | Plugger, Pulp Canal: Luks No. RCPL 4, Serrated HandlePackaging : EachICN : 6520-18-970-7954 DOQ : EA | [8 empty] | Each
RT287-03-056 | Endodontics | Plugger, Pulp Canal: Vertical Condenser, Posterior, Serrated (5mm Intervals), No RCPS 10, Serrated Handle Packaging : Each ICN : 6520-18-970-7730 DOQ : EA | [8 empty] | Each
RT287-03-057 | Endodontics | Punch, Dental, Rubber Dam: Ainsworth No. RDPA Packaging : Each ICN : 6520-18-970-2490 DOQ : EA | [8 empty] | Each
RT287-03-058 | Endodontics | Rubber Dam, Stamp | [8 empty] | Each
RT287-03-059 | Endodontics | Rubber Dam, Template | [8 empty] | Each
RT287-03-060 | Endodontics | Ruler, endodontic ; stainless steel | [8 empty] | Each
RT287-03-061 | Endodontics | Spreader, Gutta-Percha, Dental: No. RCSD 11, Serrated Handle Packaging : Each ICN : 6520-18-970-5963 DOQ : EA | [8 empty] | Each
RT287-03-062 | Endodontics | Syringe Cartridge Dental: Intraligamental and intraseptal for anaesthesia. Packaging:Each | [8 empty] | Each
RT287-04-001 | Impressioning | Bowl, Plaster of Paris Mixing: Silicone Type, Medium Packaging : Each ICN : 6520-18-970-2102 DOQ : EA | [8 empty] | Each
RT287-04-002 | Impressioning | Bowl, Plaster of Paris Mixing: Silicone Type, Large Packaging : Each ICN : 6520-18-970-2103 DOQ : EA | [8 empty] | Each
RT287-04-003 | Impressioning | Dispensing Gun 50ml 1:1 ratio Can be used for light body impression material / crown & bridge provisional material | [8 empty] | Each
RT287-04-004 | Impressioning | Dispensing Gun 50ml 2:1 ratio Can be used for light body impression material / crown & bridge provisional material | [8 empty] | Each
RT287-04-005 | Impressioning | Impression Tray, Dental: Metal, Dentulous, Perforated, Stainless Steel or Chromium Plated, Lower Form C No. 0 (Martin No. 1) Autoclavable Packaging : Each ICN : 6520-18-970-6484 DOQ : EA | [8 empty] | Each
RT287-04-006 | Impressioning | Impression Tray, Dental: Metal, Dentulous, Perforated, Stainless Steel or Chromium Plated, Lower Form C No. 1 (Martin No. 2) Autoclavable Packaging : Each ICN : 6520-18-970-6485 DOQ : EA | [8 empty] | Each
RT287-04-007 | Impressioning | Impression Tray, Dental: Metal, Dentulous, Perforated, Stainless Steel or Chromium Plated, Lower Form C No. 2 (Martin No.3) Autoclavable Packaging : Each ICN : 6520-18-970-6486 DOQ : EA | [8 empty] | Each
RT287-04-008 | Impressioning | Impression Tray, Dental: Metal, Dentulous, Perforated, Stainless Steel or Chromium Plated, Lower Form C No. 3 (Martin No. 4) Autoclavable Packaging : Each ICN : 6520-18-970-5991 DOQ : EA | [8 empty] | Each
RT287-04-009 | Impressioning | Impression Tray, Dental: Metal, Dentulous, Perforated, Stainless Steel or Chromium Plated, Lower Form C No. 3 (Martin No. 5) AutoclavablePackaging : EachICN : 6520-18-970-5991 DOQ : EA | [8 empty] | Each
RT287-04-010 | Impressioning | Impression Tray, Dental: Metal, Dentulous, Perforated, Stainless Steel or Chromium Plated, Lower Form C No. 3 (Martin No. 6) AutoclavablePackaging : EachICN : 6520-18-970-5991 DOQ : EA | [8 empty] | Each
RT287-04-011 | Impressioning | Impression Tray, Dental: Metal, Dentulous, Perforated, Stainless Steel or Chromium Plated, Lower Form C No. 3 (Martin No. 7) AutoclavablePackaging : EachICN : 6520-18-970-5991 DOQ : EA | [8 empty] | Each
RT287-04-012 | Impressioning | Impression Tray, Dental: Metal, Dentulous, Perforated, Stainless Steel or Chromium Plated, Lower Form C No. 3 (Martin No. 8) AutoclavablePackaging : EachICN : 6520-18-970-5991 DOQ : EA | [8 empty] | Each
RT287-04-013 | Impressioning | Impression Tray, Dental: Metal, Dentulous, Perforated, Stainless Steel or Chromium Plated, Upper Form A No. 0 (Martin No. 1) Autoclavable Packaging : Each ICN : 6520-18-970-5980 DOQ : EA | [8 empty] | Each
RT287-04-014 | Impressioning | Impression Tray, Dental: Metal, Dentulous, Perforated, Stainless Steel or Chromium Plated, Upper Form A No. 1 (Martin No. 2) Autoclavable Packaging : Each ICN : 6520-18-970-5981 DOQ : EA | [8 empty] | Each
RT287-04-015 | Impressioning | Impression Tray, Dental: Metal, Dentulous, Perforated, Stainless Steel or Chromium Plated, Upper Form A No. 2 (Martin No.3) Autoclavable Packaging : Each ICN : 6520-18-970-5982 DOQ : EA | [8 empty] | Each
RT287-04-016 | Impressioning | Impression Tray, Dental: Metal, Dentulous, Perforated, Stainless Steel or Chromium Plated, Upper Form A No. 3 (Martin No.4) Autoclavable Packaging : Each ICN : 6520-18-970-5983 DOQ : EA | [8 empty] | Each
RT287-04-017 | Impressioning | Impression Tray, Dental: Metal, Edentulous, Non-Perforated, Stainless Steel or Chromium Plated, Lower Anatomical size extra-large Autoclavable Packaging : Each ICN : 6520-18-970-2435 DOQ : EA | [8 empty] | Each
RT287-04-018 | Impressioning | Impression Tray, Dental: Metal, Edentulous, Non-Perforated, Stainless Steel or Chromium Plated, Lower Anatomical size large Autoclavable Packaging : Each ICN : 6520-18-970-2434 DOQ : EA | [8 empty] | Each
RT287-04-019 | Impressioning | Impression Tray, Dental: Metal, Edentulous, Non-Perforated, Stainless Steel or Chromium Plated, Lower Anatomical size medium Autoclavable Packaging : Each ICN : 6520-18-970-2437 DOQ : EA | [8 empty] | Each
RT287-04-020 | Impressioning | Impression Tray, Dental: Metal, Edentulous, Non-Perforated, Stainless Steel or Chromium Plated, Lower Anatomical size small Autoclavable Packaging : Each ICN : 6520-18-970-2436 DOQ : EA | [8 empty] | Each
RT287-04-021 | Impressioning | Impression Tray, Dental: Metal, Edentulous, Non-Perforated, Stainless Steel or Chromium Plated, Upper Anatomical size extra-large Autoclavable Packaging : Each ICN : 6520-18-970-2435 DOQ : EA | [8 empty] | Each
RT287-04-022 | Impressioning | Impression Tray, Dental: Metal, Edentulous, Non-Perforated, Stainless Steel or Chromium Plated, Upper Anatomical size large Autoclavable Packaging : Each ICN : 6520-18-970-2435 DOQ : EA | [8 empty] | Each
RT287-04-023 | Impressioning | Impression Tray, Dental: Metal, Edentulous, Non-Perforated, Stainless Steel or Chromium Plated, Upper Anatomical size medium Autoclavable Packaging : Each ICN : 6520-18-970-2435 DOQ : EA | [8 empty] | Each
RT287-04-024 | Impressioning | Impression Tray, Dental: Metal, Edentulous, Non-Perforated, Stainless Steel or Chromium Plated, Upper Anatomical size small Autoclavable Packaging : Each ICN : 6520-18-970-2435 DOQ : EA | [8 empty] | Each
RT287-04-025 | Impressioning | Impression Tray, Dental: Metal, Peado, Lower, size medium Autoclavable Packaging : Each | [8 empty] | Each
RT287-04-026 | Impressioning | Impression Tray, Dental: Metal, Peado, Lower, size small Autoclavable Packaging : Each ICN : 6520-18-970-4751 DOQ : EA | [8 empty] | Each
RT287-04-027 | Impressioning | Impression Tray, Dental: Metal, Peado, Upper, size medium Autoclavable Packaging : Each | [8 empty] | Each
RT287-04-028 | Impressioning | Impression Tray, Dental: Metal, Peado, Upper, size small Autoclavable Packaging : Each ICN : 6520-18-970-4751 DOQ : EA | [8 empty] | Each
RT287-04-029 | Impressioning | Impression Tray, Dental: Metal, Sectional Anterior, Perforated, Stainless Steel or Chromium Plated Autoclavable Packaging : Each | [8 empty] | Each
RT287-04-030 | Impressioning | Impression Tray, Dental: Metal, Sectional Upper Left or Lower Right, Perforated, Stainless Steel or Chromium Plated Autoclavable Packaging : Each | [8 empty] | Each
RT287-04-031 | Impressioning | Impression Tray, Dental: Metal, Sectional Upper Right or Lower Left, Perforated, Stainless Steel or Chromium Plated Autoclavable Packaging : Each | [8 empty] | Each
RT287-04-032 | Impressioning | Impression Tray, Dental: Metal, Surgical grade Stainless Steel, rounded edges, Orthodontic, Lower, size extra small Autoclavable Packaging : Each | [8 empty] | Each
RT287-04-033 | Impressioning | Impression Tray, Dental: Metal, Surgical grade Stainless Steel, rounded edges, Orthodontic, Lower, size extra-extra-large Autoclavable Packaging : Each | [8 empty] | Each
RT287-04-034 | Impressioning | Impression Tray, Dental: Metal, Surgical grade Stainless Steel, rounded edges, Orthodontic, Lower, size extra-large Autoclavable Packaging : Each | [8 empty] | Each
RT287-04-035 | Impressioning | Impression Tray, Dental: Metal, Surgical grade Stainless Steel, rounded edges, Orthodontic, Lower, size large Autoclavable Packaging : Each | [8 empty] | Each
RT287-04-036 | Impressioning | Impression Tray, Dental: Metal, Surgical grade Stainless Steel, rounded edges, Orthodontic, Lower, size medium Autoclavable Packaging : Each | [8 empty] | Each
RT287-04-037 | Impressioning | Impression Tray, Dental: Metal, Surgical grade Stainless Steel, rounded edges, Orthodontic, Lower, size small Autoclavable Packaging : Each | [8 empty] | Each
RT287-04-038 | Impressioning | Impression Tray, Dental: Metal, Surgical grade Stainless Steel, rounded edges, Orthodontic, Upper, size extra-extra-large Autoclavable Packaging : Each | [8 empty] | Each
RT287-04-039 | Impressioning | Impression Tray, Dental: Metal, Surgical grade Stainless Steel, rounded edges, Orthodontic, Upper, size extra-large Autoclavable Packaging : Each | [8 empty] | Each
RT287-04-040 | Impressioning | Impression Tray, Dental: Metal, Surgical grade Stainless Steel, rounded edges, Orthodontic, Upper, size extra-small Autoclavable Packaging : Each | [8 empty] | Each
RT287-04-041 | Impressioning | Impression Tray, Dental: Metal, Surgical grade Stainless Steel, rounded edges, Orthodontic, Upper, size large Autoclavable Packaging : Each | [8 empty] | Each
RT287-04-042 | Impressioning | Impression Tray, Dental: Metal, Surgical grade Stainless Steel, rounded edges, Orthodontic, Upper, size medium Autoclavable Packaging : Each | [8 empty] | Each
RT287-04-043 | Impressioning | Impression Tray, Dental: Metal, Surgical grade Stainless Steel, rounded edges, Orthodontic, Upper, size small Autoclavable Packaging : Each | [8 empty] | Each
RT287-04-044 | Impressioning | Spatula, Dental: Alginate / Plaster, No. 8X Packaging : Each ICN : 6520-18-970-6101 DOQ : EA | [8 empty] | Each
RT287-04-045 | Impressioning | Spatula, Dental: Alginate, Plastic, Large, Stiff Blade Packaging : Each ICN : 6520-18-096-5080 DOQ : EA | [8 empty] | Each
RT287-04-046 | Impressioning | Spatula, Dental: Impression Material Poly-ether Packaging : EachICN : 6520-18-038-3134 DOQ : EA | [8 empty] | Each
RT287-04-047 | Impressioning | Spatula, Dental: Impression Material/Laboratory, Tapered Flexible Blade, No LS 7 Packaging : Each ICN : 6520-18-970-7074 DOQ : EA | [8 empty] | Each
RT287-05-001 | Laboratory | METAL SPRAY NOZZLES FOR POLYMER 5pcs. Metal spray nozzles available optionally for easier dosing of polymer. Nozzles can be mounted on spray bottles. | [8 empty] | Each
RT287-05-002 | Laboratory | P.K. Thomas 5 pcs Laboratory Instruments Tool. Contains 5 color-coded dental tools (PKT 1, PKT 2, PKT 3, PKT 4, PKT 5) | [8 empty] | Each
RT287-05-003 | Laboratory | P.K. Thomas 5 pcs Laboratory Instruments Tool. Contains 5 color-coded dental tools (PKT 1, PKT 2, PKT 3, PKT 4, PKT 5) | [8 empty] | Each
RT287-05-004 | Laboratory | set of gel cast canal cutters | [8 empty] | Set
RT287-05-005 | Laboratory | 2 Part Flask. 17x17x16.5cms Cast aluminium 2 part rectangular flask with locking T bolts. | [8 empty] | Each
RT287-05-006 | Laboratory | 2 Part Flask. 20x14x7cm Cast Aluminium 2 part shallow flask with locking T bolts. | [8 empty] | Each
RT287-05-007 | Laboratory | 3 Point Pliers. For contouring and bending wire. wire size up to 1.2mm | [8 empty] | Each
RT287-05-008 | Laboratory | A–D shade guide with Bleach Shades Complete. The A–D shade guide is an instrument for the selection of tooth shades according to the A–D and Bleach shade system. The 16 basic shades in the shade groups A, B, C and D, supplemented by the 4 modern Bleach shades BL 1 to BL 4, | [8 empty] | Each
RT287-05-009 | Laboratory | Adjustable safety goggles . Adjustable temple length and inclination. With side shield. Nylon frame and temple. Weight 37.6g Length (A) 145mm – 155mm Width (B) 420mm | [8 empty] | Each
RT287-05-010 | Laboratory | Adjustable safety goggles . Adjustable temple length and inclination. With side shield. Nylon frame and temple. Weight 37.6g Length (A) 145mm – 155mm Width (B) 420mm | [8 empty] | Each
RT287-05-011 | Laboratory | AIR NOZZLE FLEXIBLE. With hose nozzle for compressed air hose with an internal of 6 mm | [8 empty] | Each
RT287-05-012 | Laboratory | Articulator, Dental: Hanau Modular System Consisting of: a) Pre-Programmed Fossa 189/05 b) Adjustable Incisal Table 184/404 c) Regular Incisal Pin 166/3009 d) Orbital Pin 16 Packaging : EachICN : 6520-18-970-7660 DOQ : EA | [8 empty] | set
RT287-05-013 | Laboratory | Articulator, Dental: Hinge Type, Aluminum, Packaging : Each ICN : 6520-18-970-2054 DOQ : EA | [8 empty] | Each
RT287-05-014 | Laboratory | Articulator, Dental: Plasterless Modeling; Fix Upper And Lower Plaster With Clamping Screws And Rubbers In Case Of Need; Upper Body Of Articulator Can Be Rotated In Case Of Need; Upper And Lower Model Full Arch. Packaging : Each DOQ : EA | [8 empty] | Each
RT287-05-015 | Laboratory | Articulator, Dental: Plasterless Modeling; Fix Upper and Lower Plaster with Clamping Screws and Rubbers In Case Of Need; Upper Body Of Articulator Can Be Rotated In Case Of Need; Upper And Lower Model Sectional Arch. Packaging : Each DOQ : EA | [8 empty] | Each
RT287-05-016 | Laboratory | Articulator, Dental: Plastic, Black, Plasreless, Starter Kit Packaging : 1 Pack 100 Pieces ICN : 6520-18-037-5082 DOQ : EA | [8 empty] | pack
RT287-05-017 | Laboratory | Base model plaster; former for casting of plaster models, 1 x former | [8 empty] | Each
RT287-05-018 | Laboratory | Base model plaster; former for casting of plaster models, 1 x former | [8 empty] | Each
RT287-05-019 | Laboratory | Biomic Brush Set. Containing; 2D brush: suitable for applying external dyeing paste on details. 3D brush: suitable for large-area painting of external dye paste. two types of bristles (Kolinsky and synthetic bristles) | [8 empty] | pack
RT287-05-020 | Laboratory | Brush, ceramic smoothening: squirrel hair brush (fine wide surface brush) (1712-0000) | [8 empty] | Each
RT287-05-021 | Laboratory | Brush, Porcelain Buildup: Big Brush TM, Kolinsky Point, Weighted Ferrule Packaging : Each ICN : 6520-18-974-1567 DOQ : EA | [8 empty] | Each
RT287-05-022 | Laboratory | Brush, Porcelain Buildup: Sable Hair, Interno Stains Brush No. CS7 Packaging : Each ICN : 6520-18-014-2362 DOQ : EA | [8 empty] | Each
RT287-05-023 | Laboratory | Brush, Porcelain Buildup: Sable Hair, Paste Opaque Flat Brush Packaging : Each ICN : 6520-18-014-2511 DOQ : EA | [8 empty] | Each
RT287-05-024 | Laboratory | Brush, Porcelain Buildup: Sable Hair, No. 0 Packaging : Each ICN : 6520-18-970-7797 DOQ : EA | [8 empty] | Each
RT287-05-025 | Laboratory | Brush, Porcelain Buildup: Sable Hair, No. 10 Packaging : Each ICN : 6520-18-970-5940 DOQ : EA | [8 empty] | Each
RT287-05-026 | Laboratory | Brush, Porcelain Buildup: Sable Hair, No. 1Packaging : Each ICN : 6520-18-970-5938 DOQ : EA | [8 empty] | Each
RT287-05-027 | Laboratory | Brush, Porcelain Buildup: Sable Hair, No. 2 Packaging : Each ICN : 6520-18-970-7856 DOQ : EA | [8 empty] | Each
RT287-05-028 | Laboratory | Brush, Porcelain Buildup: Sable Hair, No. 3 Packaging : Each ICN : 6520-18-970-7857 DOQ : EA | [8 empty] | Each
RT287-05-029 | Laboratory | Brush, Porcelain Buildup: Sable Hair, No. 4 Packaging : Each ICN : 6520-18-970-7798 DOQ : EA | [8 empty] | Each
RT287-05-030 | Laboratory | Brush, Porcelain Buildup: Sable Hair, No. 5 Packaging : Each ICN : 6520-18-970-7858 DOQ : EA | [8 empty] | Each
RT287-05-031 | Laboratory | Brush, Porcelain Buildup: Sable Hair, No. 6 Packaging : Each ICN : 6520-18-970-7799 DOQ : EA | [8 empty] | Each
RT287-05-032 | Laboratory | Caliper, 110mm, Straight Spring(Stainless steel) For measuring length, diameter and thickness. Packaging: Each | [8 empty] | Each
RT287-05-033 | Laboratory | Caliper, 210mm, Straight Spring(Stainless steel) For measuring length, diameter and thickness. Packaging: Each | [8 empty] | Each
RT287-05-034 | Laboratory | Caliper, 250mm, Straight Spring(Stainless steel) For measuring length, diameter and thickness. Packaging: Each | [8 empty] | Each
RT287-05-035 | Laboratory | Caliper, Dental: Iwanson, Measuring Range 0- 10 m, For metal. 4981/m. sharp tip, Packaging: Each | [8 empty] | Each
RT287-05-036 | Laboratory | Caliper, Dental: Iwanson, Measuring Range 0- 10 m, For wax. 4980/C. Chamfered tip, Packaging: Each | [8 empty] | Each
RT287-05-037 | Laboratory | Carver, Dental: Laboratory, Blade, Smooth, for No. 1050 Ceramic Modeling Instrument Packaging : Each ICN : 6520-18-974-1573 DOQ : EA | [8 empty] | Each
RT287-05-038 | Laboratory | Carver, Dental: Laboratory, Handle, Ceramic Modeling, 140mm, Smooth Blade Packaging : Each ICN : 6520-18-974-1572 DOQ : EA | [8 empty] | Each
RT287-05-039 | Laboratory | Carver, Dental: Laboratory, Pen Point Acrylic Trimmer, No. ITRW 2013 Packaging : Each Note: Item to be compatable with item RT287-09-029 ICN : 6520-18-970-2409 DOQ : EA | [8 empty] | Each
RT287-05-040 | Laboratory | Carver, Dental: Laboratory, Points for Pen Point Acrylic Trimmer, No. ITRP 2020 For Handle No. ITRW 2013 Packaging : Pack 6 pieces Note: Item to be compatable with item RT287-09-028 ICN : 6520-18-970-5975 DOQ : EA | [8 empty] | Each
RT287-05-041 | Laboratory | Carver, Dental: Wax No. 5 Packaging : EachICN : 6520-18-970-3639 DOQ : EA | [8 empty] | Each
RT287-05-042 | Laboratory | Carver, Dental: Wax, Le Cron Packaging : Each ICN : 6520-18-970-3019 DOQ : EA | [8 empty] | Each
RT287-05-043 | Laboratory | CROWN HOLDER KERAMOGRIP SILVER. •Self-expanding; • With diamond tips; • For vibration-free placement on the firing tray. internal double spring. Stainless steel | [8 empty] | Each
RT287-05-044 | Laboratory | Dental Lab Acrylic Mixing Cups/Bowls Non-Stick Large. Large cup 2.75" diameter x 2.20 height. Dental lab, dentist office use for mixing acrylic resin materials. Cups will adhere any smooth surface like counter tops. Made of flexible quality silicon material. | [8 empty] | Each
RT287-05-045 | Laboratory | Dental Lab Acrylic Mixing Cups/Bowls Non-Stick Medium. Medium cup 2" diameter x 1.50" height. Dental lab, dentist office use for mixing acrylic resin materials. Cups will adhere any smooth surface like counter tops. Made of flexible quality silicon material. | [8 empty] | Each
RT287-05-046 | Laboratory | Dental Lab Acrylic Mixing Cups/Bowls Non-Stick Small. Small cup 1.25" diameter x 1" height. Dental lab, dentist office use for mixing acrylic resin materials. Cups will adhere any smooth surface like counter tops. Made of flexible quality silicon material. | [8 empty] | Each
RT287-05-047 | Laboratory | Dental Stainless Steel Scissors. Curved. High quality stainless steel, can be sterilized at high temperature and pressure. | [8 empty] | Each
RT287-05-048 | Laboratory | Dispenser, Dental Acrylic Liquid: Spray Flask, Plastic Clear Packaging : Each ICN : 6520-18-974-1578 DOQ : EA | [8 empty] | Each
RT287-05-049 | Laboratory | Dispenser, Dental Acrylic Resin Powder: Spray Flask, Plastic Clear Packaging : EachICN : 6520-18-974-1577 DOQ : EA | [8 empty] | Each
RT287-05-050 | Laboratory | Duplicating flask for silicone gel for direct pouring of dentures 100x 100x 60mm cooling pad on flask cover , Bakelite inlcuding gel cast canal cutters small interdent | [8 empty] | Each
RT287-05-051 | Laboratory | Duplicating flask for silicone gel for direct pouring of dentures 100x 100x 60mm cooling pad on flask cover , Bakelite inlcuding set of gel cast canal cutters | [8 empty] | Each
RT287-05-052 | Laboratory | Eye Flask/Clamp. Brass flask and clamp for processing acrylic eyes. | [8 empty] | Each
RT287-05-053 | Laboratory | FIRING TRAY ROUND FINOBURN Z SET. With holding pins made of ZrO₂ with high temperature stability. The material does not form oxides and is thus well usable for all all-ceramic materials. Especially suitable for frames made of ZrO₂ due to the same CTE value. Ceramic firing tray and 10 ZrO₂ supporting pins | [8 empty] | Each
RT287-05-054 | Laboratory | Flame kitchen lighter for multiple use size 23.3 cm (L) x 10.5cm(W) x 3.8cm (H) | [8 empty] | Each
RT287-05-055 | Laboratory | Flame kitchen lighter for multiple use size 23.3 cm (L) x 10.5cm(W) x 3.8cm (H) | [8 empty] | Each
RT287-05-056 | Laboratory | Former, Dental Casting Machine Crucible: Heavy- Duty Elastic Rubber, Reinforced Base, Fits Ring Dia 30mm Packaging: Each Note: Item to be compatable with item RT287-10-012 ICN : 6520-18-970-5951 DOQ : EA | [8 empty] | Each
RT287-05-057 | Laboratory | Former, Dental Casting Machine Crucible: Heavy- Duty Elastic Rubber, Reinforced Base, Fits Ring Dia 48mm Packaging : Each Note: Item to be compatable with item RT287-10-013 ICN : 6520-18-970-7780 DOQ : EA | [8 empty] | Each
RT287-05-058 | Laboratory | Former, Dental Casting Machine Crucible: Heavy- Duty Elastic Rubber, Reinforced Base, Fits Ring Dia 65mm Packaging : Each Note: Item to be compatable with item RT287-10-014 ICN : 6520-18-970-7781 DOQ : EA | [8 empty] | Each
RT287-05-059 | Laboratory | Former, Dental Casting Machine Crucible: Heavy- Duty Elastic Rubber, Reinforced Base, Fits Ring Dia 80mmExampli Gratia : DegussaPackaging : EachNote: Item Item to be compatable with item RT287-10-015 ICN : 6520-18-970-7782 DOQ : EA | [8 empty] | Each
RT287-05-060 | Laboratory | Former, Dental Investment: Funnel, Standards Model, partial denture work, for Kombi Crucible (Item ICN 18-970-6989) Note: Item to be compatable with item RT287-11-001 ICN : 6520-18-970-7600 DOQ : EA | [8 empty] | Each
RT287-05-061 | Laboratory | Former, Dental Investment: Funnel, With Reservoir, partial denture work, for Kombi Crucible (Item ICN 18-970-6989) Note: Item to be compatable with item RT287-11-001 ICN : 6520-18-970-7601 DOQ : EA | [8 empty] | Each
RT287-05-062 | Laboratory | Instrument kit ceramics; shaping of ceramics during layering, 1 kit consisting of 3 instruments | [8 empty] | Kit
RT287-05-063 | Laboratory | Instrument; dental laboratory, ceramic, No 1 | [8 empty] | Each
RT287-05-064 | Laboratory | Instrument; dental laboratory, ceramic, No 2 | [8 empty] | Each
RT287-05-065 | Laboratory | Instrument; large ceramic portioner, used to measure equal amounts of ceramic powder when mixing, | [8 empty] | Each
RT287-05-066 | Laboratory | KINGSLEY SCRAPER. HANDLE Wooden Handle MODEL/VERSIONKingsley NUMERIC Size 3 TIP TYPE Curved Spoon Style | [8 empty] | Each
RT287-05-067 | Laboratory | Knife, Plaster: Gritman Type, Size 160mm Packaging : Each ICN : 6520-18-970-2443 DOQ : EA | [8 empty] | Each
RT287-05-068 | Laboratory | Knife, Wax, Dental: Large, 150mm, Wooden Handle Packaging : Each ICN : 6520-18-970-24444 DOQ : EA | [8 empty] | Each
RT287-05-069 | Laboratory | LIGHT WITH MAGNIFIER. Included clamps allow to fix it to your table, desk or workstation and maintain a stable position. Power 9 W, Bulbs; 56 LEDs Light temperature 6500°K, Brightness 530 lm, Diopters 3 Lens Dim. 15.5 × 18.5 cm Lamp Dim. 30 × 20 cm Arm Length 85 cm Weight 4 kg, Supply 110-230V – 50Hz | [8 empty] | Each
RT287-05-070 | Laboratory | Lin Bin Size 3. , 19 (L)x10.5(W) x 7.5(H) cm | [8 empty] | Each
RT287-05-071 | Laboratory | Lin Bin Size 3. , 19 (L)x10.5(W) x 7.5(H) cm | [8 empty] | Each
RT287-05-072 | Laboratory | Lin Bin Size 6., 28 (L)x 21(W) x 18(H) cm | [8 empty] | Each
RT287-05-073 | Laboratory | Lin Bin Size 6., 28 (L)x 21(W) x 18(H) cm | [8 empty] | Each
RT287-05-074 | Laboratory | Lin Bin Size 8., 37.5(L)x(W) 42x 18(H) cm | [8 empty] | Each
RT287-05-075 | Laboratory | Lin Bin Size 8., 37.5(L)x(W) 42x 18(H) cm | [8 empty] | Each
RT287-05-076 | Laboratory | Magnifier; Head frontal (direct lighting) for visual improvement for clinician and technician, (Adjustable system that adapts to head and keeps hands free to work. Has ultra clear lenses with minimal light absorption) 1 x head magnifier with 4 magnification lenses 1.2x, 1.8x, 2.5x and 3.5x | [8 empty] | Each
RT287-05-077 | Laboratory | MAGNIFYING HEADBAND LOUPE With five magnifying lenses and eleven magnifying options. Magnifier part and light source with two LED lights can be swivelled. Headband adjustable. FINOZOOM complete with removable lens module; 5 magnifying lenses (1.0x, 1.5x, 2.0x, 2.5x, 3.5x) and 3 batteries type AAA. | [8 empty] | Each
RT287-05-078 | Laboratory | METAL SPRAY NOZZLES FOR MONOMER 5pcs. Metal spray nozzles available optionally for easier dosing of monomer. Nozzles can be mounted on spray bottles. | [8 empty] | Each
RT287-05-079 | Laboratory | No 89 Flask. 20x14x7cm Brass 2 part No 89 flask for dentures and obturators | [8 empty] | Each
RT287-05-080 | Laboratory | PAINT SCRAPER RIGID 75MM WOOD RIGID BLADE WITH WOODEN HANDLE. 75mm wide rigid blade. | [8 empty] | Each
RT287-05-081 | Laboratory | PLIER JARABAK. Versatile light wire bending pliers with serrations accommodating stainless steel wire Grooves assist with precise bending and closing of loops. | [8 empty] | Each
RT287-05-082 | Laboratory | Pliers, Dental: Arch and Spring Bendings, Adams No. 65 Packaging : Each ICN : 6520-18-970-4843 DOQ : EA | [8 empty] | Each
RT287-05-083 | Laboratory | Pliers, Dental: Wire Bending, Universal, Adams No. 64 Packaging : Each ICN : 6520-18-970-4780 DOQ : EA | [8 empty] | Each
RT287-05-084 | Laboratory | Pliers, Diagonal Cutting : Wire, Heavy Duty with compound lever action, blade are induction hardened for durability and accuracy to cut dental wire Side Cutter, Length 160mm Packaging : Each ICN : 6520-18-970-4764 DOQ : EA | [8 empty] | Each
RT287-05-085 | Laboratory | Processing Unit, Dental Resin: Pressure Vessel for Self Curing Resins, Dia 105mm, Height 110mm Packaging: Each ICN: 6520-18-970-4793 DOQ: EA | [8 empty] | Each
RT287-05-086 | Laboratory | Ring, Casting, Dental: Stainless Steel, 30 x 55mm Packaging : Each Note: Item to be compatable with item RT287-10-008 ICN : 6520-18-970-5949 DOQ : EA | [8 empty] | Each
RT287-05-087 | Laboratory | Ring, Casting, Dental: Stainless Steel, 48 x 55mm Packaging : Each Note: Item to be compatable with item RT287-10-009 ICN : 6520-18-970-7616 DOQ : EA | [8 empty] | Each
RT287-05-088 | Laboratory | Ring, Casting, Dental: Stainless Steel, 65 x 55mm Note: Item to be compatable with item RT287-10-010 ICN : 6520-18-970-7617 DOQ : EA | [8 empty] | Each
RT287-05-089 | Laboratory | Ring, Casting, Dental: Stainless Steel, 80 x 55mm Note: Item to be compatable with item RT287-10-011 ICN : 6520-18-970-7618 DOQ : EA | [8 empty] | Each
RT287-05-090 | Laboratory | Roehampton Flasks. MF-42 Large 20.3x20.3cm | [8 empty] | Each
RT287-05-091 | Laboratory | Soldering tweezers. straight, 165 mm. With fiber handles | [8 empty] | Each
RT287-05-092 | Laboratory | Spatula, Dental: Ceramic Mixing and Application, Glass, AT Opaque Instrument No. 4 Packaging : EachICN : 6520-18-974-1564 DOQ : EA | [8 empty] | Each
RT287-05-093 | Laboratory | Spatula, Dental: Ceramic Mixing and Shaping, Serrated Handle with Plastic Mallet, AT Condensing Spatula No.2 Packaging : Each ICN : 6520-18-974-1565 DOQ : EA | [8 empty] | Each
RT287-05-094 | Laboratory | STAIN TRAY STAIN-MIX. Stain mixing tray for porcelain and acrylic stains. •Black lid for light curing stains. • 30 small wells with sharp edges for wiping the brush. • 1 large well for glaze liquid | [8 empty] | Each
RT287-05-095 | Laboratory | Stanley Carpet Knife. Product Dimensions 191mm(L) x 76mm(W) x 23mm(H) Weight 0.013 kg | [8 empty] | Each
RT287-05-096 | Laboratory | Tray, Ceramic, Dental: Akzent Mixing Plate Packaging : Each ICN : 6520-18-014-2359 DOQ : EA | [8 empty] | Each
RT287-05-097 | Laboratory | Tray, Ceramic, Dental: Ever-Wet TM Porcelain Tray with Plastic Case, Ten Wells Packaging : Each ICN : 6520-18-974-1568 DOQ : EA | [8 empty] | Each
RT287-05-098 | Laboratory | Tray, Ceramic, Dental: Porcelain Mixing Slab with Flat Anti-Dust Cover, Size 155 x 95mm, ( No. 105) Packaging : Each ICN : 6520-18-970-6857 DOQ : EA | [8 empty] | Each
RT287-05-099 | Laboratory | Tray, Ceramic, Dental: Stain-Mix TM Mixing Slab with Anti-Dust Cover, 30 Wells, No. 1065 Packaging : Each ICN : 6520-18-970-7785 DOQ : EA | [8 empty] | Each
RT287-05-100 | Laboratory | TWEEZER JACKETGRIP 140MM. JACKET GRIP CROWN TWEEZER 15 CM(Curved, pin with diamond Coating and gold plated, tip 1.3 cm, total length about 15 cm)ProductPlier | [8 empty] | Each
RT287-05-101 | Laboratory | Ceramic crowns pegs: colours change ability to denote heat/cold to prevent accidental burning, 1 box with 8 pieces | [8 empty] | box
RT287-05-102 | Laboratory | Brush, Denture: , Plastic Handle with Nylon Bristles, Packaging : EachICN : 6520-18-970-5942 DOQ : EA | [8 empty] | Each
RT287-05-103 | Laboratory | Chuck, Grinding and Polishing Machine, Dental Laboratory: Brush, Left Hand Thread Packaging : Each ICN : 6520-18-970-3719 DOQ : EA | [8 empty] | Each
RT287-05-104 | Laboratory | Chuck, Grinding and Polishing Machine, Dental Laboratory: Brush, Right Hand ThreadPackaging : EachICN : 6520-18-970-3720 DOQ : EA | [8 empty] | Each
RT287-05-105 | Laboratory | Chuck, Grinding and Polishing Machine, Dental Laboratory: Stone, Left Hand Thread Packaging : Each ICN : 6520-18-970-3717 DOQ : EA | [8 empty] | Each
RT287-05-106 | Laboratory | Chuck, Grinding and Polishing Machine, Dental Laboratory: Stone, Right Hand Thread Packaging : Each ICN : 6520-18-970-3718 DOQ : EA | [8 empty] | Each
RT287-05-107 | Laboratory | Crucible, Casting Machine, Dental: Ceramic, CoCr and NiCr Packaging : 1 Box 6 Pieces ICN : 6520-18-970-7025 DOQ : EA | [8 empty] | box
RT287-05-108 | Laboratory | Crucible, Casting Machine, Dental: Kombi, Ceramic Quartz for Precious Metal Alloys, Fundor, Castor and Pollux Casting Machines Packaging : 1 Box 6 Pieces ICN : 6520-18-970-6989 DOQ : EA | [8 empty] | box
RT287-05-109 | Laboratory | Crucible, Casting Machine, Dental: Large Packaging : 1 Box 6 Pieces, ICN : 6520-18-970-6989 DOQ : EA | [8 empty] | box
RT287-05-110 | Laboratory | Crucible, Casting Machine, Dental: Motorised casting machine Packaging : Each ICN : 6520-18-970-7843 DOQ : EA | [8 empty] | Each
RT287-05-111 | Laboratory | Crucible, Casting Machine: Dental: Galloni Induction, No. 3049 Packaging : EachICN : 6520-18-970-7864 DOQ : EA | [8 empty] | Each
RT287-05-112 | Laboratory | Cutter tool lab: cutter blade refill for cutting of plaster, bleaching trays and gum guards, Lab cutter blade ( R 060078) metal blade | [8 empty] | Each
RT287-05-113 | Laboratory | Cutter tool lab: lab cutter handle and blade for cutting of plaster, bleaching trays and gum guards,Lab cutter handle and blade ( R 060077) metal handle with interchangeable blade | [8 empty] | Each
RT287-05-114 | Laboratory | Forceps, Soldering, Dental: Curved, 160mm Length, No. 2823 Packaging : Each ICN : 6520-18-970-8509 DOQ : EA | [8 empty] | Each
RT287-05-115 | Laboratory | Holder, Dental Bur: Magnetic, Laboratory, (Edenta No. 4051)Packaging : EachICN : 6520-18-970-2419 DOQ : EA | [8 empty] | Each
RT287-05-116 | Laboratory | Insert, Crucible, Dental Casting Machine: Ceramic for Palladium Alloys, to match the Ceramic Crucible (Item icn 18-970-7025) Packaging : 1 Box 6 Pieces ICN : 6520-18-970-7591 DOQ : EA | [8 empty] | box
RT287-05-117 | Laboratory | Insert, Crucible, Dental Casting Machine: Graphite, for Precious Metals, Galloni No. 3240 Dental: Gallon Induction, No. 3049 Packaging : Each ICN : 6520-18-970-7863 DOQ : EA | [8 empty] | Each
RT287-05-118 | Laboratory | Lens, Spectacles, Dental Protective: Dental: Glasses, Soldering, Eye Protection Lenses Only, No. 1257-0600 Packaging : 1 Pair Note: Item to be compatable with item number RT287-11-015 ICN : 6520-18-970-9855 DOQ : PR | [8 empty] | pair
RT287-05-119 | Laboratory | Pliers, Dental: Plaster Nippers, ( No. 3801) Packaging : Each ICN : 6520-18-034-5266 DOQ : EA | [8 empty] | Each
RT287-05-120 | Laboratory | Spectacles, Protective, Dental: Glasses, Soldering, for Eye Protection No. 1257-0500 Packaging : Each Note: Item to be compatable with item number RT287-11-016 ICN : 6520-18-970-9854 DOQ : EA | [8 empty] | Each
RT287-05-121 | Laboratory | Tongs, lab dental: drill cleaner, strainer tongs for cleaning of drills and metal copings, stainless steel tongs | [8 empty] | Each
RT287-05-122 | Laboratory | Tongs, Laboratory, Dental: Furnace, length 305mm, No. 3235 Packaging : Each ICN : 6520-18-033-2936 DOQ : EA | [8 empty] | Each
RT287-05-123 | Laboratory | Tongs, Laboratory, Dental: Insulated handles, length 640mm, for partial denture work, Formax TM Packaging : Each ICN : 6520-18-970-9841 DOQ : EA | [8 empty] | Each
RT287-05-124 | Laboratory | Tray fiber ceramic: firing of ceramic crowns, 1 pack with 10 pieces | [8 empty] | pack
RT287-05-125 | Laboratory | Tray, Dental Furnace: Crown Support A, VMK 68Packaging : 1 Pack 6 Pieces ICN : 6520-18-034-5262 DOQ : EA | [8 empty] | pack
RT287-05-126 | Laboratory | Tray, Dental Furnace: Crown Support B, VMK 68Packaging : 1 Pack 6 Pieces ICN : 6520-18-034-5263 DOQ : EA | [8 empty] | pack
RT287-05-127 | Laboratory | Tray, Dental Furnace: Firing Tray F, VMK 68Packaging : 1 Pack 3 Pieces ICN : 6520-18-034-5264 DOQ : EA | [8 empty] | pack
RT287-05-128 | Laboratory | Tray, Dental Furnace: Firing Tray G, VMK 68Packaging : 1 Pack 2 Pieces ICN : 6520-18-034-5265 DOQ : EA | [8 empty] | pack
RT287-06-001 | Periodontics | Curette Point, Periodontal: Silicone, Gracey Mini, Point 6 Flexi change Packaging : Each Note: Item to be compatable with item number RT287-03-004 ICN : 6520-18-188-9984 DOQ : EA | [8 empty] | Each
RT287-06-002 | Periodontics | Curette Point, Periodontal: Silicone, Gracey Mini, Point 1 Flexi change Packaging : Each Note: Item to be compatable with item number RT287-03-002 ICN : 6520-18-188-9979 DOQ : EA | [8 empty] | Each
RT287-06-003 | Periodontics | Curette Point, Periodontal: Silicone, Gracey Mini, Point 10 Flexi change Packaging : Each Note: Item to be compatable with item number RT287-03-006 ICN : 6520-18-188-9992 DOQ : EA | [8 empty] | Each
RT287-06-004 | Periodontics | Curette Point, Periodontal: Silicone, Gracey Mini, Point 11 Flexi change Packaging : Each Note: Item to be compatable with item number RT287-03-007 ICN : 6520-18-188-9993 DOQ : EA | [8 empty] | Each
RT287-06-005 | Periodontics | Curette Point, Periodontal: Silicone, Gracey Mini, Point 12 Flexi change Packaging : Each Note: Item to be compatable with item number RT287-03-007 ICN : 6520-18-188-9994 DOQ : EA | [8 empty] | Each
RT287-06-006 | Periodontics | Curette Point, Periodontal: Silicone, Gracey Mini, Point 13 Flexi change Packaging : Each Note: Item to be compatable with item number RT287-03-008 ICN : 6520-18-188-9995 DOQ : EA | [8 empty] | Each
RT287-06-007 | Periodontics | Curette Point, Periodontal: Silicone, Gracey Mini, Point 14 Flexi change Packaging : Each Note: Item to be compatable with item number RT287-03-008 ICN : 6520-18-188-9996 DOQ : EA | [8 empty] | Each
RT287-06-008 | Periodontics | Curette Point, Periodontal: Silicone, Gracey Mini, Point 2 Flexi change Packaging : Each Note: Item to be compatable with item number RT287-03-002 ICN : 6520-18-188-9980 DOQ : EA | [8 empty] | Each
RT287-06-009 | Periodontics | Curette Point, Periodontal: Silicone, Gracey Mini, Point 3 Flexi change Packaging : Each Note: Item to be compatable with item number RT287-03-003 ICN : 6520-18-188-9981 DOQ : EA | [8 empty] | Each
RT287-06-010 | Periodontics | Curette Point, Periodontal: Silicone, Gracey Mini, Point 4 Flexi change Packaging : Each Note: Item to be compatable with item number RT287-03-003 ICN : 6520-18-188-9982 DOQ : EA | [8 empty] | Each
RT287-06-011 | Periodontics | Curette Point, Periodontal: Silicone, Gracey Mini, Point 5 Flexi change Packaging : Each Note: Item to be compatable with item number RT287-03-004 ICN : 6520-18-188-9983 DOQ : EA | [8 empty] | Each
RT287-06-012 | Periodontics | Curette Point, Periodontal: Silicone, Gracey Mini, Point 7 Flexi change Packaging : Each Note: Item to be compatable with item number RT287-03-005 ICN : 6520-18-188-9985 DOQ : EA | [8 empty] | Each
RT287-06-013 | Periodontics | Curette Point, Periodontal: Silicone, Gracey Mini, Point 8 Flexi change Packaging : Each Note: Item to be compatable with item number RT287-03-005 ICN : 6520-18-188-9990 DOQ : EA | [8 empty] | Each
RT287-06-014 | Periodontics | Curette Point, Periodontal: Silicone, Gracey Mini, Point 9 Flexi change Packaging : Each Note: Item to be compatable with item number RT287-03-006 ICN : 6520-18-188-9991 DOQ : EA | [8 empty] | Each
RT287-06-015 | Periodontics | Curette Point, Periodontal: Silicone, Hygienist, Point H6 Flexi change Packaging : Each Note: Item to be compatable with item number RT287-03-030 ICN : 6520-18-188-9978 DOQ : EA | [8 empty] | Each
RT287-06-016 | Periodontics | Curette Point, Periodontal: Silicone, Hygienist, Point H7 Flexi change Packaging : Each Note: Item to be compatable with item number RT287-03-030 ICN : 6520-18-188-9965 DOQ : EA | [8 empty] | Each
RT287-06-017 | Periodontics | Curette Point, Periodontal: Silicone, Langer, Point 1 Flexi change Packaging : Each Note: Item to be compatable with item number RT287-03-022 ICN : 6520-18-188-9958 DOQ : EA | [8 empty] | Each
RT287-06-018 | Periodontics | Curette Point, Periodontal: Silicone, Langer, Point 2 Flexi change Packaging : Each Note: Item to be compatable with item number RT287-03-022 ICN : 6520-18-188-9959 DOQ : EA | [8 empty] | Each
RT287-06-019 | Periodontics | Curette Point, Periodontal: Silicone, Langer, Point 3 Flexi change Packaging : Each Note: Item to be compatable with item number RT287-03-023 ICN : 6520-18-188-9960 DOQ : EA | [8 empty] | Each
RT287-06-020 | Periodontics | Curette Point, Periodontal: Silicone, Langer, Point 4 Flexi change Packaging : Each Note: Item to be compatable with item number RT287-03-023 ICN : 6520-18-188-9962 DOQ : EA | [8 empty] | Each
RT287-06-021 | Periodontics | Curette Point, Periodontal: Silicone, Langer, Point 5 Flexi change Packaging : Each Note: Item to be compatable with item number RT287-03-024 ICN : 6520-18-188-9963 DOQ : EA | [8 empty] | Each
RT287-06-022 | Periodontics | Curette Point, Periodontal: Silicone, Langer, Point 6 Flexi change Packaging : Each Note: Item to be compatable with item number RT287-03-024 ICN : 6520-18-188-9964 DOQ : EA | [8 empty] | Each
RT287-06-023 | Periodontics | Curette, Periodontal: Goldman Fox No. SGF 3, Serrated Handle Packaging : Each ICN : 6520-18-970-7926 DOQ : EA | [8 empty] | Each
RT287-06-024 | Periodontics | Curette, Periodontal: Gracey No. SG 1/2, Serrated Handle Packaging : Each ICN : 6520-18-970-4766 DOQ : EA | [8 empty] | Each
RT287-06-025 | Periodontics | Curette, Periodontal: Gracey No. SG 11/12, Serrated Handle Packaging : Each ICN : 6520-18-970-6102 DOQ : EA | [8 empty] | Each
RT287-06-026 | Periodontics | Curette, Periodontal: Gracey No. SG 13/14, Serrated Handle Packaging : Each ICN : 6520-18-970-4767 DOQ : EA | [8 empty] | Each
RT287-06-027 | Periodontics | Curette, Periodontal: Gracey No. SG 5/6, Serrated Handle Packaging : Each ICN : 6520-18-970-7924 DOQ : EA | [8 empty] | Each
RT287-06-028 | Periodontics | Curette, Periodontal: Gracey No. SG 7/8, Serrated Handle Packaging : Each ICN : 6520-18-970-5968 DOQ : EA | [8 empty] | Each
RT287-06-029 | Periodontics | Curette, Periodontal: Gracey No. SG 9/10, Serrated HandlePackaging : Each DOQ : EA | [8 empty] | Each
RT287-06-030 | Periodontics | Curette, Periodontal: Silicone Gracey No. 11/12 Flexi change Packaging : Each ICN : 6520-18-013-8345 DOQ : EA | [8 empty] | Each
RT287-06-031 | Periodontics | Curette, Periodontal: Silicone Gracey No. 13/14 Flexi changePackaging : Each DOQ : EA | [8 empty] | Each
RT287-06-032 | Periodontics | Curette, Periodontal: Silicone Gracey No. 3/4 Flexi changePackaging : Each DOQ : EA | [8 empty] | Each
RT287-06-033 | Periodontics | Curette, Periodontal: Silicone Gracey No. 5/6 Flexi changePackaging : Each DOQ : EA | [8 empty] | Each
RT287-06-034 | Periodontics | Curette, Periodontal: Silicone Gracey No. 7/8 Flexi changePackaging : Each DOQ : EA | [8 empty] | Each
RT287-06-035 | Periodontics | Curette, Periodontal: Silicone Gracey No. 9/10 Flexi changePackaging : Each DOQ : EA | [8 empty] | Each
RT287-06-036 | Periodontics | Curette, Periodontal: Silicone Langer No. 1/2 Flexi changePackaging : EachNote: Item to be a series from item RT287-03-022 to RT287-03-024 Note: Item to be compatable with item RT287-03-047 and RT287-03-048 DOQ : EA | [8 empty] | Each
RT287-06-037 | Periodontics | Curette, Periodontal: Silicone Langer No. 3/4 Flexi changePackaging : EachNote: Item to be a series from item RT287-03-022 to RT287-03-024 Note: Item to be compatable with item RT287-03-049 and RT287-03-050 DOQ : EA | [8 empty] | Each
RT287-06-038 | Periodontics | Curette, Periodontal: Silicone Langer No. 5/6 Flexi changePackaging : EachNote: Item to be a series from item RT287-03-022 to RT287-03-024 Note: Item to be compatable with item RT287-03-051 and 03-052 DOQ : EA | [8 empty] | Each
RT287-06-039 | Periodontics | Curette, Periodontal: Silicone, Gracey Mini No 1/2 Flexi change Packaging : Each Note: Item to be a series from item RT287-03-002 to RT287-03-008 Note: Item to be compatable with item RT287-03-031 and RT287-03-032 ICN : 6520-18-188-9410 DOQ : EA | [8 empty] | Each
RT287-06-040 | Periodontics | Curette, Periodontal: Silicone, Gracey Mini No 11/12 Flexi change Packaging : Each Note: Item to be a series from item RT287-03-002 to RT287-03-008 Note: Item to be compatable with item RT287-03-041 and RT287-03-042 ICN : 6520-18-184-9430 DOQ : EA | [8 empty] | Each
RT287-06-041 | Periodontics | Curette, Periodontal: Silicone, Gracey Mini No 13/14 Flexi change Packaging : Each Note: Item to be a series from item RT287-03-002 to RT287-03-008 Note: Item to be compatable with item RT287-03-043 and RT287-03-044 ICN : 6520-18-184-9432 DOQ : EA | [8 empty] | Each
RT287-06-042 | Periodontics | Curette, Periodontal: Silicone, Gracey Mini No 3/4 Flexi change Packaging : Each Note: Item to be a series from item RT287-03-002 to RT287-03-008 Note: Item to be compatable with item RT287-03-033 and RT287-03-034 ICN : 6520-18-184-9415 DOQ : EA | [8 empty] | Each
RT287-06-043 | Periodontics | Curette, Periodontal: Silicone, Gracey Mini No 5/6 Flexi change Packaging : Each Note: Item to be a series from item RT287-03-002 to RT287-03-008 Note: Item to be compatable with item number RT287-03-035 and 03-036 ICN : 6520-18-184-9416 DOQ : EA | [8 empty] | Each
RT287-06-044 | Periodontics | Curette, Periodontal: Silicone, Gracey Mini No 7/8 Flexi change Packaging : Each Note: Item to be a series from item RT287-03-002 to RT287-03-008 Note: Item to be compatable with item RT287-03-037 and RT287-03-038 ICN : 6520-18-184-9417 DOQ : EA | [8 empty] | Each
RT287-06-045 | Periodontics | Curette, Periodontal: Silicone, Gracey Mini No 9/10 Flexi change Packaging : Each Note: Item to be a series from item RT287-03-002 to RT287-03-008 Note: Item to be compatable with item RT287-03-039 and RT287-03-040 ICN : 6520-18-184-9429 DOQ : EA | [8 empty] | Each
RT287-06-046 | Periodontics | Curette, Periodontal: Silicone, Gracey No. 1/2 Flexi changePackaging : Each DOQ : EA | [8 empty] | Each
RT287-06-047 | Periodontics | Hoe, Periodontal: Goldman Fox No. SG F 5, Serrated Handle Packaging : Each ICN : 6520-18-970-7927 DOQ : EA | [8 empty] | Each
RT287-06-048 | Periodontics | Kirkland 15/16 gingivectomy knife For bevel incision for gingivectomy or gingivoplasty procedures | [8 empty] | Each
RT287-06-049 | Periodontics | Micro surgery kit Chisel kirkland , rhodes chisel, periotome double ended, spatula P buser , perio prichard wax spatulas, periosteals, curette surgical moose, surgical currette miller, probe single ened PUNC15, antralplasty curette, osteotome smiller, smukler ossoeus coagulum, samitchell scaler, dressing pliers IPC, corn suture plier, hasltead - mosquito curved haemostat, needle holder crile, scissors locklin 16cm,Scissors IRS straight 11.5cm /4/12 Scalpel blade handle round, Scalpel handle Tissue piler | [8 empty] | Kit
RT287-06-050 | Periodontics | Scaler, Dental: Cumine No SCM 152, Serrated Handle Packaging : Each ICN : 6520-18-970-2915 DOQ : EA | [8 empty] | Each
RT287-06-051 | Periodontics | Scaler, Dental: Cushing No. SCU 61, Serrated Handle Packaging : Each ICN : 6520-18-970-5964 DOQ : EA | [8 empty] | Each
RT287-06-052 | Periodontics | Scaler, Dental: Cushing No. SCU 62, Serrated Handle Packaging : Each ICN : 6520-18-970-7962 DOQ : EA | [8 empty] | Each
RT287-06-053 | Periodontics | Scaler, Dental: Hygienist No. SH 6/7, Serrated Handle Packaging : Each ICN : 6520-18-970-7847 DOQ : EA | [8 empty] | Each
RT287-06-054 | Periodontics | Scaler, Dental: Silicone, Hygienist No. SH 6/7 Flexi change Packaging : Each Note: Item to be compatable with item number RT287-03-045 and 03-046 ICN : 6520-18-184-9466 DOQ : EA | [8 empty] | Each
RT287-07-001 | Prosthodontics | Bowl, Resin Mixing, Dental: Silicone Type, 25ml Capacity Packaging : EachICN : 6520-18-970-7585 DOQ : EA | [8 empty] | Each
RT287-07-002 | Prosthodontics | Bowl, Resin Mixing, Dental: Silicone Type, 75ml Capacity Packaging : EachICN : 6520-18-970-5351 DOQ : EA | [8 empty] | Each
RT287-07-003 | Prosthodontics | Burner, Outfit, Gas, Dental Laboratory: Micro Torch; Portable; hand or free standing; Butane Refill; Adjustable Flame; 1300 DEG C Packaging : Each ICN : 6520-18-970-8765 DOQ : EA | [8 empty] | Each
RT287-07-004 | Prosthodontics | Caliper, Dental: Iwanson, Measuring Range 0 - 10 mm Packaging : EachICN : 6520-18-970-5997 DOQ : EA | [8 empty] | Each
RT287-07-005 | Prosthodontics | Caliper, Dental: Spring Bow, Figure 8 Packaging : Each ICN : 6520-18-970-4784 DOQ : EA | [8 empty] | Each
RT287-07-006 | Prosthodontics | Caliper, Vernier: Boley Gauge, Measuring Range 0 - 100mm Packaging : Each ICN : 6520-18-970-4789 DOQ : EA | [8 empty] | Each
RT287-07-007 | Prosthodontics | Gauge, Bite, Dental: Willis Bite Gauge Packaging : EachICN : 6520-18-970-4788 DOQ : EA | [8 empty] | Each
RT287-07-008 | Prosthodontics | Guide, Occlusal Plane: Fox Plate Packaging : EachICN : 6520-18-970-7779 DOQ : EA | [8 empty] | Each
RT287-07-009 | Prosthodontics | Implant Prosthetic KIT and Drivers Kit must contain torque wrench 45Ncm, prosthetic Kit container Configuration: Hand driver Lengths: Short (0.9mm Hex; 1.22mm Hex; 1.27mm Hex; Blade; Unigrip) Medium (0.9mm Hex; 1.22mm Hex; 1.27mm Hex; Blade; Unigrip) Long (0.9mm Hex; 1.22mm Hex; 1.27mm Hex; Blade; Unigrip) Torgue wrech insert Lengths: Short (0.9mm Hex; 1.22mm Hex; 1.27mm Hex; Blade; Unigrip) Medium (0.9mm Hex; 1.22mm Hex; 1.27mm Hex; Blade; Unigrip) Long (0.9mm Hex; 1.22mm Hex; 1.27mm Hex; Blade; Unigrip) Handpiece insert (J-Latch) Lengths: Short (0.9mm Hex; 1.22mm Hex; 1.27mm Hex; Blade; Unigrip) Medium (0.9mm Hex; 1.22mm Hex; 1.27mm Hex; Blade; Unigrip) Long (0.9mm Hex; 1.22mm Hex; 1.27mm Hex; Blade; Unigrip) | [8 empty] | Kit
RT287-08-001 | Restorative | Composite Dispensing Gun Packaging: EACH | [8 empty] | Each
RT287-08-002 | Restorative | Dental cheek retractor with saliva suction device for dry field; autoclavable, child size | [8 empty] | Each
RT287-08-003 | Restorative | Dental cheek retractor with saliva suction device for dry field; autoclavable; adult size | [8 empty] | Each
RT287-08-004 | Restorative | Education Material: Model, Caries Demonstration, Caries demonstration model with 3 removable and sectional teeth representing 3 stages of caries and pulp infection. Packaging : EachICN : 6520-18-096-9019 DOQ : EA | [8 empty] | Each
RT287-08-005 | Restorative | Education Material: Model, Mouth with Toothbrush, Articulating upper and lower jaws. Made of hard plastic Packaging : Each ICN : 6520-18-096-9022 DOQ : EA | [8 empty] | Each
RT287-08-006 | Restorative | Education Material: Model, Nerve System and Roots, Sectional molar demonstration model representing the nerve system, the roots, a crown with inlay, an amalgam filling, an abscess and a displaced wisdom tooth with signs of dissociation by inflammation. Packaging : Each ICN : 6520-18-096-9021 DOQ : EA | [8 empty] | Each
RT287-08-007 | Restorative | Gauge boone bracket position s/steel | [8 empty] | Each
RT287-08-008 | Restorative | Gauge boone fully adjustable 0.50mm | [8 empty] | Each
RT287-08-009 | Restorative | Gauge, height, orthodontic, alluminium, 0.18" | [8 empty] | Each
RT287-08-010 | Restorative | Gauge, height, orthodontic, alluminium, 0.18" | [8 empty] | Each
RT287-08-011 | Restorative | Mirror, dental, photographic, 15 degrees angled occlusal SSMROCCANG, double ended, stainless steel, polished both sides | [8 empty] | Each
RT287-08-012 | Restorative | Mirror, dental, photographic, lingual, Used to take lingual intraoral photos. 7 11/16" x 1 13/16", Adult size, Stainless steel,Autoclavable | [8 empty] | Each
RT287-08-013 | Restorative | Mirror, dental, photographic, occlusal, child. Small Palatal. Size 8.2 x 5.9cm. 3mm thickness, front surface coated with chromium. Reversible mirror. Autoclavable. | [8 empty] | Each
RT287-08-014 | Restorative | Pliers dental direct bond bracket 12.5cm | [8 empty] | Each
RT287-08-015 | Restorative | Pliers direct bond bracket removing | [8 empty] | Each
RT287-08-016 | Restorative | Pliers orthondontic adhesive removing | [8 empty] | Each
RT287-08-017 | Restorative | Retractor lip, holes assist patients to firmly hold retractor, provides excellent view of the full arch for intraoral photography or when etching, made from cold sterilizable plastic, child size, 100-498; autoclavable | [8 empty] | Each
RT287-08-018 | Restorative | Retractor, lip set ADULT size; autoclavable | [8 empty] | Each
RT287-08-019 | Restorative | Retractor, lip set CHILD Size; autoclavable | [8 empty] | Each
RT287-08-020 | Restorative | Retractor, lip, Sternberg, 16cm; autoclavable | [8 empty] | Each
RT287-08-021 | Restorative | Retractor, mouth, Spandex, Adult size, ICRCS; autoclavable | [8 empty] | Each
RT287-08-022 | Restorative | Retractor, mouth, Spandex, child size, ICRCS (Small); autoclavable | [8 empty] | Each
RT287-08-023 | Restorative | Scaler, dental, schure band seater, handles and points made of hardened stainless steel | [8 empty] | Each
RT287-08-024 | Restorative | Scaler, dental, schure band seater, handles and points made of hardened stainless steel | [8 empty] | Each
RT287-08-025 | Restorative | Stick, bite, AEZ heat resistant, dental instrument, triangle tip | [8 empty] | Each
RT287-08-026 | Restorative | Stick, bite, AEZ heat resistant, dental instrument, triangle tip | [8 empty] | Each
RT287-08-027 | Restorative | Tray, Insert, Dental Instruments and Supplies Cabinet: Divided, 244 x 359mm, Colors Blue, White, Green, Yellow, Desert Flame, Coral (Specify Color) Packaging : Each ICN : 6520-18-970-9866 DOQ : EA | [8 empty] | Each
RT287-08-028 | Restorative | Tray, Insert, Dental Instruments and Supplies Cabinet: Flat, 244 x 359mm, Colors Blue, White, Green, Yellow, Desert Flame, Coral (Specify Color) Packaging : Each ICN : 6520-18-970-9867 DOQ : EA | [8 empty] | Each
RT287-08-029 | Restorative | Tray, Insert, Dental Instruments and Supplies Cabinet: Material Pans, 120 x 190mm, Colors Blue, White, Green, Yellow, Desert Flame, Coral (Specify Color) Packaging : Each ICN : 6520-18-970-9865 DOQ : EA | [8 empty] | Each
RT287-08-030 | Restorative | Tweezer, dental, bonding, for placement of brackets, heavy, 14cm, stainless steel, cross action | [8 empty] | Each
RT287-08-031 | Restorative | Tweezer, dental, bonding, for placement of brackets, heavy, 14cm, stainless steel, cross action | [8 empty] | Each
RT287-08-032 | Restorative | Band, Matrix, Dental: Siqveland, Narrow, Thin, 4.7mm x 80mm Packaging : 1 Pack, 12 Pieces ICN : 6520-18-970-2078 DOQ : PK | [8 empty] | pack
RT287-08-033 | Restorative | Band, Matrix, Dental: Siqveland, Wide, Thin, 6.35mm x 90mm Packaging : 1 Pack, 12 Pieces Note: Item to be compatable with item number RT287-04-042 ICN : 6520-18-970-2077 DOQ : PK | [8 empty] | pack
RT287-08-034 | Restorative | Band, Matrix, Dental: Tofflemire, No. 1, 0,05mm Packaging : 1 Pack, 12 Pieces ICN : 6520-18-970-9623 DOQ : PK | [8 empty] | pack
RT287-08-035 | Restorative | Band, Matrix, Dental: Tofflemire, No. 11, 0,05mm Packaging : 1 Pack, 12 Pieces ICN : 6520-18-970-9621 DOQ : PK | [8 empty] | pack
RT287-08-036 | Restorative | Band, Matrix, Dental: Tofflemire, No. 2, 0,05mm Packaging : 1 Pack, 12 Pieces ICN : 6520-18-970-9619 DOQ : PK | [8 empty] | pack
RT287-08-037 | Restorative | Band, Matrix, Dental: Tofflemire, No. 3, 0,05mm Packaging : 1 Pack, 12 Pieces ICN : 6520-18-970-9620 DOQ : PK | [8 empty] | pack
RT287-08-038 | Restorative | Band, Matrix, Dental: Tofflemire, No.13, 0,05mm Packaging : 1 Pack, 12 Pieces ICN : 6520-18-970-9622 DOQ : PK | [8 empty] | pack
RT287-08-039 | Restorative | Band, Matrix, Dental: Tofflemire, No.14, 0,05mm Packaging : 1 Pack, 12 Pieces ICN : 6520-18-974-1257 DOQ : PK | [8 empty] | pack
RT287-08-040 | Restorative | Band, Matrix, Dental: Tofflemire, No.15, 0,05mm Packaging : 1 Pack, 12 Pieces ICN : 6520-18-974-1258 DOQ : PK | [8 empty] | pack
RT287-08-041 | Restorative | Brush, Scratch, Dental: Bur Cleaning, Brass Wire Brush Pencil Type No. 3, Telescopic Handle Packaging : Each ICN : 6520-18-970-2116 DOQ : EA | [8 empty] | Each
RT287-08-042 | Restorative | Carrier, Amalgam: Plastic, Curved, Autoclavable Packaging : Each ICN : 6520-18-970-6509 DOQ : EA | [8 empty] | Each
RT287-08-043 | Restorative | Carrier, Amalgam: Plastic, Straight, Autoclavable Packaging : Each ICN : 6520-18-096-5078 DOQ : EA | [8 empty] | Each
RT287-08-044 | Restorative | Carver, Dental: Amalgam, Cleoid-Discoid, 92/89, Serrated Handle Packaging : Each ICN : 6520-18-179-4886 DOQ : EA | [8 empty] | Each
RT287-08-045 | Restorative | Carver, Dental: Amalgam, Frahms 90 L + R, Serrated Handle Packaging : Each ICN : 6520-18-970-3632 DOQ : EA | [8 empty] | Each
RT287-08-046 | Restorative | Carver, Dental: Amalgam, Wards No. 1, Serrated Handle Packaging : Each ICN : 6520-18-970-4721 DOQ : EA | [8 empty] | Each
RT287-08-047 | Restorative | Carver, Dental: Amalgam, Wards No. 2, Serrated Handle Packaging : Each ICN : 6520-18-970-4722 DOQ : EA | [8 empty] | Each
RT287-08-048 | Restorative | Chisel, Dental: No. 53/54, Black Formula: 10-6-12, Serrated Handle Packaging : Each ICN : 6520-18-970-7917 DOQ : EA | [8 empty] | Each
RT287-08-049 | Restorative | Dish, Medicament, Dental: Dappen Type, 30 x 25mm, Amber, Autoclavable, SGLP 2001 Packaging : EachICN : 6520-18-970-7726 DOQ : EA | [8 empty] | Each
RT287-08-050 | Restorative | Dish, Medicament, Dental: Dappen Type, 30 x 25mm, Blue, Autoclavable SGLP 2002Packaging : EachICN : 6520-18-970-7727 DOQ : EA | [8 empty] | Each
RT287-08-051 | Restorative | Dish, Medicament, Dental: Dappen Type, 30 x 25mm, Clear, Autoclavable, SGLP 2003 Packaging : Each ICN : 6520-18-970-7728 DOQ : EA | [8 empty] | Each
RT287-08-052 | Restorative | Dispenser, Cotton Pellet, Dental: Chrome Plated Brass with Mesh Top, Spring Loaded Placement, Flip Cover, 42,5 x 42,5 x 48mm Packaging : Each ICN : 6520-18-970-2316 DOQ : EA | [8 empty] | Each
RT287-08-053 | Restorative | Excavator, Dental: No. 125/126, Blacks Formula: 25-90-9-8R / 25-10-9-8-L, Serrated Handle Packaging : Each ICN : 6520-18-970-2340 DOQ : EA | [8 empty] | Each
RT287-08-054 | Restorative | Excavator, Dental: No. 129/130, Blacks Formula: 17-90-9-8-R / 17-10-9-8-L, Serrated Handle Packaging : Each ICN : 6520-18-970-2342 DOQ : EA | [8 empty] | Each
RT287-08-055 | Restorative | Excavator, Dental: No. 133/134, Blacks Formula: 10-90-9-8-R / 10-10-9-8-L, Serrated Handle Packaging : Each ICN : 6520-18-970-2344 DOQ : EA | [8 empty] | Each
RT287-08-056 | Restorative | Excavator, Dental: No. 244, Blacks Formula: 14-90-2-1/ 2-23-R / 14-10-2-1/ 2-23-L, Serrated Handle Packaging : Each ICN : 6520-18-970-2350 DOQ : EA | [8 empty] | Each
RT287-08-057 | Restorative | Excavator, Dental: No. 245, Blacks Formula: 20-90-3-23-R / 20-10-3-23-L, Serrated Handle Packaging : Each ICN : 6520-18-970-2351 DOQ : EA | [8 empty] | Each
RT287-08-058 | Restorative | Forceps Retainer: Matrix placement, dental: , Bitine round rings | [8 empty] | Each
RT287-08-059 | Restorative | Holder, Cotton Roll, Dental: Clamp, Intra-oral Packaging : Box of 8ICN : 6520-18-096-9033 DOQ : EA | [8 empty] | box
RT287-08-060 | Restorative | Holder, Cotton Roll, Dental: Dispenser, Clear Acrylic, White Base, 50 Roll Capacity Packaging : EachICN : 6520-18-096-6986 DOQ : EA | [8 empty] | Each
RT287-08-061 | Restorative | Holder, Dental Bur: 144 Bur Capacity, RA, HP and Miniature Burs, Plastic Cover Packaging : Each ICN : 6520-18-970-2099 DOQ : EA | [8 empty] | Each
RT287-08-062 | Restorative | Holder, Napkin, Dental: Round Plastic or Chain Necklace with two Alligators Clips . Packaging : Each ICN : 6520-18-970-2421 DOQ : EA | [8 empty] | Each
RT287-08-063 | Restorative | Mixing Slab, Dental: Glass, Large, 150 x 75 x 18-20mm, No. SSGP 1001 Packaging : Each ICN : 6520-18-970-2462 DOQ : EA | [8 empty] | Each
RT287-08-064 | Restorative | Mixing Slab, Dental: Glass, Small, 95 x 70 x 5-6mm, No. SSGP 1008 Packaging : Each ICN : 6520-18-970-5698 DOQ : EA | [8 empty] | Each
RT287-08-065 | Restorative | Packer, Gingival Retraction Cord, Dental: Packer, Serrated double ended, TM, No. 170 Packaging : Each ICN : 6520-18-034-5261 DOQ : EA | [8 empty] | Each
RT287-08-066 | Restorative | Plugger, Plastic Filling, Dental: Composite Instrument, Zirconium Nitride Coated, No. Hollenbach 1/2 3, Silicone Handle Flexi change Packaging : Each ICN : 6520-18-188-9942 DOQ : EA | [8 empty] | Each
RT287-08-067 | Restorative | Plugger, Plastic Filling, Dental: Composite Instrument, Zirconium Nitride Coated, No. Plastic 1, Silicone Handle Flexi change Packaging : Each ICN : 6520-RT-287-0083 DOQ : EA | [8 empty] | Each
RT287-08-068 | Restorative | Plugger, Plastic Filling, Dental: Composite Instrument, Zirconium Nitride Coated, No. Plastic 153 SM, Silicone Handle Flexi change Packaging : Each ICN : 6520-18-189-3067 DOQ : EA | [8 empty] | Each
RT287-08-069 | Restorative | Plugger, Plastic Filling, Dental: Composite Instrument, Zirconium Nitride Coated, No. Plastic 18, Silicone Handle Flexi change Packaging : Each ICN : 6520-18-189-3063 DOQ : EA | [8 empty] | Each
RT287-08-070 | Restorative | Plugger, Plastic Filling, Dental: Composite Instrument, Zirconium Nitride Coated, No. Plastic 2, Silicone Handle Flexi change Packaging : Each ICN : 6520-RT-287-0084 DOQ : EA | [8 empty] | Each
RT287-08-071 | Restorative | Plugger, Plastic Filling, Dental: Composite Instrument, Zirconium Nitride Coated, No. Plastic 6, Silicone Handle Flexi change Packaging : Each ICN : 6520-18-189-3069 DOQ : EA | [8 empty] | Each
RT287-08-072 | Restorative | Plugger, Plastic Filling, Dental: Composite Instrument, Zirconium Nitride Coated, No. Plastic S6, Silicone Handle, Flexi change Packaging : Each ICN : 6520-18-188-9950 DOQ : EA | [8 empty] | Each
RT287-08-073 | Restorative | Plugger, Amalgam, Dental: Plastic Inst. No 151, Serrated Handle Packaging : Each ICN : 6520-18-970-2910 DOQ : EA | [8 empty] | Each
RT287-08-074 | Restorative | Plugger, Amalgam, Dental: Plastic Inst. No 153, Serrated Handle Packaging : Each ICN : 6520-18-970-2910 DOQ : EA | [8 empty] | Each
RT287-08-075 | Restorative | Plugger, Plastic Filling, Dental: Burnisher, No. 155 DE, Serrated Handle Packaging : Each ICN : 6520-18-970-2908 DOQ : EA | [8 empty] | Each
RT287-08-076 | Restorative | Plugger, Plastic Filling, Dental: Plastic Inst. Flat Plastic No. Long, Serrated Handle Packaging : Each ICN : 6520-18-970-4758 DOQ : EA | [8 empty] | Each
RT287-08-077 | Restorative | Plugger, Plastic Filling, Dental: Plastic Inst. Flat Plastic No. Medium, Serrated HandlePackaging : EachICN : 6520-18-970-4758 DOQ : EA | [8 empty] | Each
RT287-08-078 | Restorative | Plugger, Plastic Filling, Dental: Plastic Inst. Flat Plastic No. PF 6, Serrated Handle Packaging : Each ICN : 6520-18-970-4758 DOQ : EA | [8 empty] | Each
RT287-08-079 | Restorative | Plugger, Plastic Filling, Dental: Plastic Inst. Flat Plastic No. Short, Serrated HandlePackaging : EachICN : 6520-18-970-4758 DOQ : EA | [8 empty] | Each
RT287-08-080 | Restorative | Plugger, Plastic Filling, Dental: Plastic Inst. Flat Plastic No.21, Serrated Handle Packaging : Each ICN : 6520-18-970-7612 DOQ : EA | [8 empty] | Each
RT287-08-081 | Restorative | Plugger, Plastic Filling, Dental: Plastic Inst. Liner No. 182, Serrated Handle Packaging : Each ICN : 6520-18-970-2903 DOQ : EA | [8 empty] | Each
RT287-08-082 | Restorative | Plugger, Plastic Filling, Dental: Thymozine Inst. No. 2, Serrated Handle Packaging : Each ICN : 6520-18-970-5380 DOQ : EA | [8 empty] | Each
RT287-08-083 | Restorative | Plugger, Plastic Filling, Dental: Thymozine Inst. No. 3, Serrated Handle Packaging : Each ICN : 6520-18-970-5379 DOQ : EA | [8 empty] | Each
RT287-08-084 | Restorative | Remover, Dental Crown: Reversible Mallet, Square Shaft with Three Tips Packaging : EachICN : 6520-18-970-8606 DOQ : EA | [8 empty] | Each
RT287-08-085 | Restorative | Retainer, Matrix, Dental: Siqveland, Narrow Packaging : Each ICN : 6520-18-970-2509 DOQ : EA | [8 empty] | Each
RT287-08-086 | Restorative | Retainer, Matrix, Dental: Siqveland, Wide Packaging : Each ICN : 6520-18-970-2621 DOQ : EA | [8 empty] | Each
RT287-08-087 | Restorative | Retainer, Matrix, Dental: Tofflemire, Paedo (child) Packaging : Each ICN : 6520-18-970-8511 DOQ : EA | [8 empty] | Each
RT287-08-088 | Restorative | Retainer, Matrix, Dental: Tofflemire, Universal Packaging : Each ICN : 6520-18-970-8511 DOQ : EA | [8 empty] | Each
RT287-08-089 | Restorative | Shield protective: Frame assorted colours, , pack of 10 pieces | [8 empty] | pack
RT287-08-090 | Restorative | Shield protective: Full face shield , distortion free optical grade clear plastic, full face shield replacement pack; 50 pieces | [8 empty] | pack
RT287-08-091 | Restorative | Shield protective: Shield full face; distortion free optical grade plastic; Full Face Shields Office Pack consisting of 3 frames, 3 nose pieces, 12 clear full face shields and 3 amber tinted shields | [8 empty] | set
RT287-08-092 | Restorative | Shield protective: Side shields (6,4 cm x 5,1 cm) to fit prescription glasses, clear, disposable plastic shields, , pack of 250 pieces | [8 empty] | pack
RT287-08-093 | Restorative | Shield, Visible Light Curing, Dental: Paddle, Protection between 450-580 NM for Operator or Assistant Packaging : Each ICN : 6520-18-974-0636 DOQ : EA | [8 empty] | Each
RT287-08-094 | Restorative | Spatula, Dental: Cement, Double Ended, No. 8 Packaging : Each ICN : 6520-18-970-2529 DOQ : EA | [8 empty] | Each
RT287-08-095 | Restorative | Spectacles, Protective, Examination and Treatment: Dental, Clear Glasses Packaging : EachICN : 6520-18-974-0346 DOQ : EA | [8 empty] | Each
RT287-08-096 | Restorative | Sterilizer, Dental Bur, Chemical: Plastic, with removable basket and lid, Bur Neos Packaging : Each ICN : 6520-18-970-4775 DOQ : EA | [8 empty] | Each
RT287-08-097 | Restorative | Tip, Amalgam Carrier: Plastic Tip for , Curved, Autoclavable Packaging : Each Note: Item to be compatable with item number RT287-04-002 ICN : 6520-18-970-7038 DOQ : EA | [8 empty] | Each
RT287-08-098 | Restorative | Tip, Amalgam Carrier: Plastic Tip for , Straight, Autoclavable Packaging : Each Item to be compatable with item number RT287-04-003 ICN : 6520-18-970-6885 DOQ : EA | [8 empty] | Each
RT287-08-099 | Restorative | Trimmer, Gingival Margin: No. TC U1/U2, Blacks Formula: 10-80-8-12, Serrated Handle Packaging : Each ICN : 6520-18-970-4209 DOQ : EA | [8 empty] | Each
RT287-08-100 | Restorative | Trimmer, Gingival Margin: No. TC U3/U4, Blacks Formula: 10-95-8-12,Serrated Handle Packaging : Each ICN : 6520-18-970-4210 DOQ : EA | [8 empty] | Each
RT287-09-001 | Scaler accessory | EMS – SCALER TIP INSTRUMENT A/P/PS WITH COMBI-TORQUE/OPENER The EMS Scaler Tip Instrument with Opener/Combi-Torque Option: • Tip A (DS-001A)/Tip P (DS-011A)/Tip PS (DS-016A) with Combi-Torque The Tips to be compatible with EMS machine on RT 286-13-001 | [8 empty] | Each
RT287-10-001 | Sonic Endodontics | Piezoelectric Prophylactic Unit Accessories: Tip Root Canal treatment for access cavity wall refinement M3 x 0.6mm (Satelec type) | [8 empty] | Each
RT287-10-002 | Sonic Endodontics | Piezoelectric Prophylactic Unit Accessories: Tip Root Canal treatment for Non-surgical Intra Root Treatment: Working length 20mm: M3 x0.5mm (EMS type) Endo 4 | [8 empty] | Each
RT287-10-003 | Sonic Endodontics | Piezoelectric Prophylactic Unit Accessories: Tip Root Canal treatment for access cavity wall refinement M3 x0.5mm (EMS type) | [8 empty] | Each
RT287-10-004 | Sonic Endodontics | Piezoelectric Prophylactic Unit Accessories: Tip Root Canal treatment for Canal Opening Scouter M3 x 0.5mm (EMS type) | [8 empty] | Each
RT287-10-005 | Sonic Endodontics | Piezoelectric Prophylactic Unit Accessories: Tip Root Canal treatment for Canal opening Scouter M3 x 0.6mm (Satelec type) | [8 empty] | Each
RT287-10-006 | Sonic Endodontics | Piezoelectric Prophylactic Unit Accessories: Tip Root Canal treatment for MB2 Canal Scouter M3 x 0.6mm (Satelec type) | [8 empty] | Each
RT287-10-007 | Sonic Endodontics | Piezoelectric Prophylactic Unit Accessories: Tip Root Canal treatment for MB2 Scouter M3 x 0.5mm (EMS type) | [8 empty] | Each
RT287-10-008 | Sonic Endodontics | Piezoelectric Prophylactic Unit Accessories: Tip Root Canal treatment for Metal Post Removal M3 x 0.5mm (EMS type) | [8 empty] | Each
RT287-10-009 | Sonic Endodontics | Piezoelectric Prophylactic Unit Accessories: Tip Root Canal treatment for Metal Post Removal M3 x 0.6mm (Satelec type) | [8 empty] | Each
RT287-10-010 | Sonic Endodontics | Piezoelectric Prophylactic Unit Accessories: Tip Root Canal treatment for Non-surgical Intra Root Canal Treatment working length 17mm: M3 x 0.5mm (EMS type) Endo 1 | [8 empty] | Each
RT287-10-011 | Sonic Endodontics | Piezoelectric Prophylactic Unit Accessories: Tip Root Canal treatment for Non-surgical Intra Root Canal Treatment working length 17mm: M3 x 0.5mm (EMS type) Endo 2 | [8 empty] | Each
RT287-10-012 | Sonic Endodontics | Piezoelectric Prophylactic Unit Accessories: Tip Root Canal treatment for Non-surgical Intra Root Canal Treatment working length 17mm: M3 x 0.6mm (Satelec type) Endo 1 | [8 empty] | Each
RT287-10-013 | Sonic Endodontics | Piezoelectric Prophylactic Unit Accessories: Tip Root Canal treatment for Non-surgical Intra Root Canal Treatment working length 17mm: M3 x 0.6mm (Satelec type) Endo 2 | [8 empty] | Each
RT287-10-014 | Sonic Endodontics | Piezoelectric Prophylactic Unit Accessories: Tip Root Canal treatment for Non-surgical Intra Root Canal Treatment working length 18mm: M3 x 0.5mm (EMS type) Endo 3 | [8 empty] | Each
RT287-10-015 | Sonic Endodontics | Piezoelectric Prophylactic Unit Accessories: Tip Root Canal treatment for Non-surgical Intra Root Canal Treatment: Working length 18mm: M3 x 0.6mm (Satelec type) Endo 3 | [8 empty] | Each
RT287-10-016 | Sonic Endodontics | Piezoelectric Prophylactic Unit Accessories: Tip Root Canal treatment for Non-surgical Intra Root Canal Treatment: Working length 20mm: M3 x 0.6mm (Satelec type) Endo 4 | [8 empty] | Each
RT287-10-017 | Sonic Endodontics | Piezoelectric Prophylactic Unit Accessories: Tip Root Canal treatment for Non-surgical Intra Root Canal Treatment: Working length 24mm: M3 x 0.5mm (EMS type) Endo 5 | [8 empty] | Each
RT287-10-018 | Sonic Endodontics | Piezoelectric Prophylactic Unit Accessories: Tip Root Canal treatment for Non-surgical Intra Root Canal Treatment: Working length 24mm: M3 x 0.6mm (Satelec type) Endo 5 | [8 empty] | Each
RT287-10-019 | Sonic Endodontics | Piezoelectric Prophylactic Unit Accessories: Tip Root Canal treatment for revealing pulp chamber floor anatomy M3 x 0.5mm (EMS type) | [8 empty] | Each
RT287-10-020 | Sonic Endodontics | Piezoelectric Prophylactic Unit Accessories: Tip Root Canal treatment for revealing pulp chamber floor anatomy M3 x 0.6mm (Satelec type) | [8 empty] | Each
RT287-11-001 | Surgical | Allis Tissue Forceps, curved, Large Surgical grade stainless | [8 empty] | Each
RT287-11-002 | Surgical | Allis Tissue Forceps, curved, Medium Surgical grade stainless | [8 empty] | Each
RT287-11-003 | Surgical | Allis Tissue Forceps, curved, small Surgical grade stainless | [8 empty] | Each
RT287-11-004 | Surgical | Allis Tissue Forceps, straight , small Surgical grade stainless | [8 empty] | Each
RT287-11-005 | Surgical | Allis Tissue Forceps, straight , medium Surgical grade stainless | [8 empty] | Each
RT287-11-006 | Surgical | Allis Tissue Forceps, straight , large Surgical grade stainless | [8 empty] | Each
RT287-11-007 | Surgical | Castroviejo Needle holder Size 140 mm Serrared with lock, Tungsten Jwas | [8 empty] | Each
RT287-11-008 | Surgical | Channel retractor Stainless steel, Size Length: 160mm, Width: 10mm, | [8 empty] | Each
RT287-11-009 | Surgical | Channel retractor Stainless steel, Size Length: 160mm, Width: 8mm, | [8 empty] | Each
RT287-11-010 | Surgical | Elevator, Periosteal: 1, LG 190mmPackaging : EachICN : 6520-18-974-1426 DOQ : EA | [8 empty] | Each
RT287-11-011 | Surgical | Elevator, Root: Apical Left, No. 27Packaging : EachNote: Item to be a series from item number RT287-06-006 to RT287-06-008 ICN : 6520-18-970-2321 DOQ : EA | [8 empty] | Each
RT287-11-012 | Surgical | Elevator, Root: Apical Right, No. 28, surgical grade stainless steel Packaging : EachNote: Item to be a series from item number RT287-06-006 to RT287-06-008 ICN : 6520-18-970-2322 DOQ : EA | [8 empty] | Each
RT287-11-013 | Surgical | Elevator, Root: Apical Straight, No. 26, surgical grade stainless steel Packaging : EachNote: Item to be a series from item number RT287-06-006 to RT287-06-008ICN : 6520-18-970-2320 DOQ : EA | [8 empty] | Each
RT287-11-014 | Surgical | Elevator, Root: Cryers, Left, No. 30, surgical grade stainless steel Packaging : EachNote: Item to be a series from item number RT287-06-009 to RT287-06-010 ICN : 6520-18-970-2324 DOQ : EA | [8 empty] | Each
RT287-11-015 | Surgical | Elevator, Root: Cryers, Right, No. 31, surgical grade stainless steel Packaging : EachNote: Item to be a series from item number RT287-06-009 to RT287-06-010 ICN : 6520-18-970-2325 DOQ : EA | [8 empty] | Each
RT287-11-016 | Surgical | Elevator, Root: Lindo-Levian, Medium, surgical grade stainless steel Packaging : EachICN : 6520-18-970-9851 DOQ : EA | [8 empty] | Each
RT287-11-017 | Surgical | Elevator, Root: Osseus Coupland Chisel No. 1Packaging : EachNote: Item to be a series from item number surgical grade stainless steel RT287-06-002 to RT287-06-004 ICN : 6520-18-970-3648 DOQ : EA | [8 empty] | Each
RT287-11-018 | Surgical | Elevator, Root: Osseus Coupland Chisel No. 2 surgical grade stainless steel Packaging : EachNote: Item to be a series from item number RT287-06-002 to RT287-06-004 ICN : 6520-18-970-3649 DOQ : EA | [8 empty] | Each
RT287-11-019 | Surgical | Elevator, Root: Osseus Coupland Chisel No. 3 surgical grade stainless steel Packaging : EachNote: Item to be a series from item number RT287-06-002 to RT287-06-004 ICN : 6520-18-970-3650 DOQ : EA | [8 empty] | Each
RT287-11-020 | Surgical | Forceps #22L lower molar and third molars, left (modified third molar) | [8 empty] | Each
RT287-11-021 | Surgical | Forceps #22R lower molar and third molars, right (modified third molar) | [8 empty] | Each
RT287-11-022 | Surgical | Forceps lower third molar No. 79 | [8 empty] | Each
RT287-11-023 | Surgical | Forceps tooth extracting, lower molars, No. 169 Split beak | [8 empty] | Each
RT287-11-024 | Surgical | Forceps upper third molar No. 67A | [8 empty] | Each
RT287-11-025 | Surgical | Forceps, Dressing: Dental , Aprx. 1mm Serrated Blade, ± 150mm Length, Serrated Handle With Lock No. DP 18L Packaging : Each ICN : 6520-18-970-7597 DOQ : EA | [8 empty] | Each
RT287-11-026 | Surgical | Forceps, Dressing: Dental, Aprx. 1mm Serrated Blade, ± 150mm Length, Serrated Handle No DP 17 Packaging : Each ICN : 6520-18-970-7833 DOQ : EA | [8 empty] | Each
RT287-11-027 | Surgical | Forceps, Haemostatic: Kelly Straight, Serrated Jaws, 140mm, No. H1; surgical grade stainless steel Packaging : EachICN : 6520-18-970-7602 DOQ : EA | [8 empty] | Each
RT287-11-028 | Surgical | Forceps, Tissue: Dental, Semkin-Taylor, Straight, Teeth 1 x 2, 125mm, Serrated Handle No.TP33Packaging : EachICN : 6520-18-970-2562 DOQ : EA | [8 empty] | Each
RT287-11-029 | Surgical | Forceps, tooth extracting, lower wisdom no.79, stainless steel | [8 empty] | Each
RT287-11-030 | Surgical | Forceps, tooth extracting, upper anterior, no.2, stainless steel | [8 empty] | Each
RT287-11-031 | Surgical | Forceps, tooth extracting, upper wisdom, no.67 | [8 empty] | Each
RT287-11-032 | Surgical | Forceps, Tooth Extracting: Children Pattern, Lower Molars, No.161; surgical grade stainless steel AutoclavablePackaging : EachICN : 6520-18-970-7634 DOQ : EA | [8 empty] | Each
RT287-11-033 | Surgical | Forceps, Tooth Extracting: Children Pattern, Lower Teeth and Roots, No. 123; surgical grade stainless steel Autoclavable Packaging : EachICN : 6520-18-970-5973 DOQ : EA | [8 empty] | Each
RT287-11-034 | Surgical | Forceps, Tooth Extracting: Children Pattern, Upper Incisors and Canines, No. 37; surgical grade stainless steel Autoclavable Packaging : EachICN : 6520-18-970-5971 DOQ : EA | [8 empty] | Each
RT287-11-035 | Surgical | Forceps, Tooth Extracting: Children Pattern, Upper Molars, No. 39; surgical grade stainless steel AutoclavablePackaging : EachICN : 6520-18-970-5972 DOQ : EA | [8 empty] | Each
RT287-11-036 | Surgical | Forceps, Tooth Extracting: Children Pattern, Upper Teeth and Roots, Molars, No. 138; surgical grade stainless steel AutoclavablePackaging : EachICN : 6520-18-970-5974 DOQ : EA | [8 empty] | Each
RT287-11-037 | Surgical | Forceps, Tooth Extracting: Lower Bicuspids, No. 13; surgical grade stainless steel AutoclavablePackaging : EachICN : 6520-18-970-7637 DOQ : EA | [8 empty] | Each
RT287-11-038 | Surgical | Forceps, Tooth Extracting: Lower Molars, No. 73 (Hawks Bill); surgical grade stainless steel AutoclavablePackaging : EachICN : 6520-18-970-2397 DOQ : EA | [8 empty] | Each
RT287-11-039 | Surgical | Forceps, Tooth Extracting: Lower Molars, No. 86 (Cow-horn); surgical grade stainless steel AutoclavablePackaging : EachICN : 6520-18-970-2398 DOQ : EA | [8 empty] | Each
RT287-11-040 | Surgical | Forceps, Tooth Extracting: Lower Roots and Crowded Incisors, No. 74N ; surgical grade stainless steel AutoclavablePackaging : EachICN : 6520-18-970-2395 DOQ : EA | [8 empty] | Each
RT287-11-041 | Surgical | Forceps, Tooth Extracting: Lower Roots, No. 33; surgical grade stainless steel AutoclavablePackaging : EachICN : 6520-RT-287-0090 DOQ : EA | [8 empty] | Each
RT287-11-042 | Surgical | Forceps, Tooth Extracting: Upper Anteriors, Canines, No. 107; surgical grade stainless steel AutoclavablePackaging : EachICN : 6520-18-970-2379 DOQ : EA | [8 empty] | Each
RT287-11-043 | Surgical | Forceps, Tooth Extracting: Upper Bucispids and Roots, No 7; surgical grade stainless steel AutoclavablePackaging : EachICN : 6520-18-970-2380 DOQ : EA | [8 empty] | Each
RT287-11-044 | Surgical | Forceps, Tooth Extracting: Upper Molars, Left, No 18; surgical grade stainless steel AutoclavablePackaging : EachICN : 6520-18-970-2389 DOQ : EA | [8 empty] | Each
RT287-11-045 | Surgical | Forceps, Tooth Extracting: Upper Molars, Left, No. 90 (Cow-horn); surgical grade stainless steel AutoclavablePackaging : EachICN : 6520-18-970-4208 DOQ : EA | [8 empty] | Each
RT287-11-046 | Surgical | Forceps, Tooth Extracting: Upper Molars, Right, No. 17; surgical grade stainless steel AutoclavablePackaging : EachICN : 6520-18-970-2388 DOQ : EA | [8 empty] | Each
RT287-11-047 | Surgical | Forceps, Tooth Extracting: Upper Molars, Right, No. 89 (Cow-horn); surgical grade stainless steel AutoclavablePackaging : EachICN : 6520-18-970-4207 DOQ : EA | [8 empty] | Each
RT287-11-048 | Surgical | Forceps, Tooth Extracting: Upper Roots, No. 29 S; surgical grade stainless steel AutoclavablePackaging : EachICN : 6520-18-970-3652 DOQ : EA | [8 empty] | Each
RT287-11-049 | Surgical | Forceps, Tooth Extracting: Upper Roots, No. 29; surgical grade stainless steel AutoclavablePackaging : EachICN : 6520-18-970-2378 DOQ : EA | [8 empty] | Each
RT287-11-050 | Surgical | Forceps, Tooth Extracting: Upper Roots, No. 44N; surgical grade stainless steel AutoclavablePackaging : EachICN : 6520-18-970-7635 DOQ : EA | [8 empty] | Each
RT287-11-051 | Surgical | Forceps, Tooth Extracting: Upper Roots, No. 76 (Read); surgical grade stainless steel AutoclavablePackaging : EachICN : 6520-18-970-3653 DOQ : EA | [8 empty] | Each
RT287-11-052 | Surgical | Forceps, Tooth Extracting: Upper Roots, Small, No. 76N (Read); surgical grade stainless steel AutoclavablePackaging : EachICN : 6520-18-970-2382 DOQ : EA | [8 empty] | Each
RT287-11-053 | Surgical | Forceps, tooth extraction, no 170, upper | [8 empty] | Each
RT287-11-054 | Surgical | Holder, Suture Needle: Dental, Crile-Wood, Tungsten Carbide Inserts with a Ground Pyramidical Profile, 150mm, surgical grade stainless steel Packaging : EachICN : 6520-18-970-2940 DOQ : EA | [8 empty] | Each
RT287-11-055 | Surgical | Holder, Suture Needle: Dental, Mayo-Hegar Delicate, Tungsten Carbide Inserts with a Ground Pyramidical Profile, 180mm, surgical grade stainless steel Packaging : Each DOQ : EA | [8 empty] | Each
RT287-11-056 | Surgical | Howarths Periosteal elevator, re- usable | [8 empty] | Each
RT287-11-057 | Surgical | Implant surgical KIT for external tapered implant 2mm twist drill, countersink drill , drill extender Spanners, direction indicators, 3mm x 6mm, 3mm x 8.5mm, 3mm x 10mm, 3mm x 11.5mm, 3mm x 13mm 4mmx6mm,4mm x 8.5 mm, 4mm x 10mm, 4mm x 11.5mm, 4mm x 13mm 5mmx6mm,5mm x 8.5mm, 5mm x 10mm, 5mm x 11.5mm, 5mm x 13mm 6mmx6mm, 6mm x 8.5mm, 6mm x 10mm, 6mm x 11.5mm, 6mm x 13mm Torgue wrench Blade driver, hex drivers (machine and hand driven) Implant driver (machine and hand driven) KIT Container configuration | [8 empty] | Each
RT287-11-058 | Surgical | J-Stripper; deeply curved blade to fit the mandible's borders Vertically grooved handle Blade size 5mm | [8 empty] | Each
RT287-11-059 | Surgical | J-Stripper; deeply curved blade to fit the mandible's borders Vertically grooved handle Blade size 7mm | [8 empty] | Each
RT287-11-060 | Surgical | J-Stripper; deeply curved blade to fit the mandible's borders Vertically grooved handle Blade size 9mm | [8 empty] | Each
RT287-11-061 | Surgical | Langenbeck retractor Size : Medium blade,13 mm Stainless steel grade | [8 empty] | Each
RT287-11-062 | Surgical | Langenbeck retractor Size : Medium blade,16 mm Stainless steel grade | [8 empty] | Each
RT287-11-063 | Surgical | Langenbeck retractor Size : Small blade ,10 mm Stainless steel grade | [8 empty] | Each
RT287-11-064 | Surgical | Lubricating Oil, Dental Sharpening Stone: Pre-sharpening, (SSO)- Sharpen -Ez Packaging : 1 Stone, 1 Bottle 25 ml Sharpening Oil ICN : 6520-18-970-2672 DOQ : EA | [8 empty] | bottle
RT287-11-065 | Surgical | Miller bone currettee , straight, size, 185mm sharp sharp, double ended , jaw, width : 2.00mm/3.00mm | [8 empty] | Each
RT287-11-066 | Surgical | Mitchell's trimmer, Round handle, 16,5cm Stainless Steel | [8 empty] | Each
RT287-11-067 | Surgical | Mouth Prop, Dental: Rubber with Stainless Steel Insert, Adult (Large)Packaging : EachICN : 6520-18-096-9026 DOQ : EA | [8 empty] | Each
RT287-11-068 | Surgical | Mouth Prop, Dental: Rubber with Stainless Steel Insert, Child ( Medium)Packaging : EachICN : 6520-18-096-9028 DOQ : EA | [8 empty] | Each
RT287-11-069 | Surgical | Mouth Prop, Dental: Rubber with Stainless Steel Insert, Pedo (Small)Packaging : EachICN : 6520-18-096-9032 DOQ : EA | [8 empty] | Each
RT287-11-070 | Surgical | Pliers, Dental, surgical grade stainless steel : Wire Ligature Twister, Surgical, 150mm, Tungsten Carbide Tips with Pyramidal Profile. Autoclavable Packaging : Each ICN : 6520-18-970-7603 DOQ : EA | [8 empty] | Each
RT287-11-071 | Surgical | Retractor, Gingival: Surgical, Metal, Austin No TRA 2; surgical grade stainless steel Packaging : Each ICN : 6520-18-970-7613 DOQ : EA | [8 empty] | Each
RT287-11-072 | Surgical | Retractor, Gingival: Surgical, Protects Tissue During Cavity Preparation, Meinershagen No 3; surgical grade stainless steel Packaging : Each DOQ : EA | [8 empty] | Each
RT287-11-073 | Surgical | Retractor, Gingival: Surgical, Protects Tissue During Cavity Preparation, Meinershagen No 4; surgical grade stainless steel Packaging : EachICN : 6520-RT-287-0094 DOQ : EA | [8 empty] | Each
RT287-11-074 | Surgical | Retractor, Oral: Tongue and Cheek Retractor Copper; Width 15mm,length 150mm Packaging : Each DOQ : EA | [8 empty] | Each
RT287-11-075 | Surgical | Retractor, Oral: Tongue and Cheek Retractor Copper; Width 20mm,length 150mm Packaging : Each DOQ : EA | [8 empty] | Each
RT287-11-076 | Surgical | Retractor, Oral: Tongue and Cheek Retractor Copper; Width 25mm,length 150mm Packaging : Each DOQ : EA | [8 empty] | Each
RT287-11-077 | Surgical | Retractor, Oral: Tongue and Cheek Retractor Copper;Width 10mm,length 150mm Packaging : Each DOQ : EA | [8 empty] | Each
RT287-11-078 | Surgical | Reverse Langenbeck retractor Size : Large blade, Stainless steel grade | [8 empty] | Each
RT287-11-079 | Surgical | Reverse Langenbeck retractor Size : medium blade, Stainless steel grade | [8 empty] | Each
RT287-11-080 | Surgical | Reverse Langenbeck retractor Size : small blade, Stainless steel grade | [8 empty] | Each
RT287-11-081 | Surgical | Rongeur: Dental, No. 4; surgical grade stainless steel Packaging : EachICN : 6520-18-970-6613 DOQ : EA | [8 empty] | Each
RT287-11-082 | Surgical | Rongeur: Dental, No.5S surgical grade stainless steel Packaging : EachICN : 6520-18-970-6612 DOQ : EA | [8 empty] | Each
RT287-11-083 | Surgical | Rounded scalpel handle, Stainless steel re-usable, Size 16,5cm | [8 empty] | Each
RT287-11-084 | Surgical | Scissors, Collar and Crown: Curved, Smooth Blades, 120mm, Crown and Gold No. SCGC; surgical grade stainless steel Packaging : EachICN : 6520-18-970-2517 DOQ : EA | [8 empty] | Each
RT287-11-085 | Surgical | Scissors, Medical Wire: Wire Cutting, Notched, Tungsten Inserts, 120mm, No. S 5095; surgical grade stainless steel Packaging : EachICN : 6520-18-970-7619 DOQ : EA | [8 empty] | Each
RT287-11-086 | Surgical | Scissors, Suture: Sharp Hook End On One Blade; Other Blade Blunt; 120mm, No. S13S; surgical grade stainless steel Packaging : EachICN : 6520-18-970-3012 DOQ : EA | [8 empty] | Each
RT287-11-087 | Surgical | Scissors, Suture: Sharp Hook End On One Blade; Other Blade Blunt; 150mm, No. S13; surgical grade stainless steel Packaging : EachICN : 6520-RT-287-0095 DOQ : EA | [8 empty] | Each
RT287-11-088 | Surgical | St Thomas Periosteal Elevator Pointed end 180mm Large | [8 empty] | Each
RT287-11-089 | Surgical | St Thomas Periosteal Elevator Pointed end 180mm Medium | [8 empty] | Each
RT287-11-090 | Surgical | St Thomas Periosteal Elevator Pointed end 180mm Small | [8 empty] | Each
RT287-11-091 | Surgical | Stainless steel ruler , straight , re-usable, non sterile, size 20cm | [8 empty] | Each
RT287-11-092 | Surgical | Stone, Sharpening: Dental Surgical Instruments, Diamond Head Stone, Transformation Stone, Gleason Guide, Pin Ring Sharpening Tester, Instructional CD Packaging : Set ICN : 6520-RT-287-0101 DOQ : SE | [8 empty] | set
RT287-11-093 | Surgical | Stone, Sharpening: Dental Surgical Instruments,, Wedge Shape, Medium Grit, Packaging : Each ICN : 6520-18-970-9818 DOQ : EA | [8 empty] | Each
RT287-11-094 | Surgical | Surgical bone files, straight cut, size: 4.8mm Stainless steel | [8 empty] | Each
RT287-11-095 | Surgical | Surgical bone files, straight cut, size: 6.2 mm Stainless steel | [8 empty] | Each
RT287-11-096 | Surgical | Surgical dissection Scissors Blunt, Curved Size : 20 cm Stainless steel | [8 empty] | Each
RT287-11-097 | Surgical | Surgical dissection Scissors Blunt, Curved Size : 23 cm Stainless steel | [8 empty] | Each
RT287-11-098 | Surgical | Surgical dissection Scissors Blunt, Curved Size : 28 cm Stainless steel | [8 empty] | Each
RT287-11-099 | Surgical | Syringe Cartridge Dental: Disposable, 1.8ml Ampoule, 27 Gauge Long Needle. | [8 empty] | box
RT287-11-100 | Surgical | Syringe, Air, Dental: Chip Air No. 2, Heavily Chromed Removable Tip And P.V.C BulbPackaging : EachICN : 6520-18-970-2337 DOQ : EA | [8 empty] | Each
RT287-11-101 | Surgical | Syringe, Cartridge: Aspirating, 1.8 ml Carpule, SL 33 Needle Attachment With Short Cartridge Pick, No SL 18 C Packaging : EachICN : 6520-18-970-9134 DOQ : EA | [8 empty] | Each
RT287-11-102 | Surgical | Syringe, Cartridge: Dental, Aspirating; Breech Loading, SL 33 Needle Attachment With Short Cartridge Pick Packaging : EachICN : 6520-18-037-2181 DOQ : EA | [8 empty] | Each
RT287-11-103 | Surgical | Syringe, Cartridge: Dental, Non-aspirating; Breech Loading, SL 33 Needle Attachment With Short Cartridge Pick Packaging : EachICN : 6520-18-037-2181 DOQ : EA | [8 empty] | Each
RT287-11-104 | Surgical | Syringe, Cartridge: Non-aspirating, 1.8 ml Carpule, SL 33 Needle Attachment With Short Cartridge Pick, No SL 18 C Packaging : EachICN : 6520-18-970-9134 DOQ : EA | [8 empty] | Each
RT287-11-105 | Surgical | Tip, Dental Suction Apparatus: Surgical Cogswell Suction Tube, Stainless Steel No. ASPCG 3 Packaging : EachICN : 6520-18-970-7961 surgical grade stainless steel DOQ : EA | [8 empty] | Each
RT287-11-106 | Surgical | Sinus Lift Kit: Dental kit consisTing of 8 Hand instruments with Washtray with lid. .i . : "Dr Kirsch kit: Helmud Zepf (24.995.00). Hand Instruments should be": 1. Sinus lift instrument: Dental Universal raspatory, exchangable inserts (24.747.03) 2. Sinus lift instrument: Dental Kirsh,Sinus 1 elevator 25°, Titanium Handle (41.868.01) 3. Sinus lift instrument: Dental Kirsh,Sinus 2 elevator 60°, Titanium Handle (41.868.02) 3. Sinus lift instrument: Dental Kirsh,Sinus 3 elevator 90°, Titanium Handle (41.868.03) 4. Sinus lift instrument: Dental Kirsh,Sinus 4 elevator 120°, Titanium Handle (41.868.04) 5. Sinus lift instrument: Dental Kirsh,Sinus 5 elevator 90/90/60°, Titanium Handle (41.868.05) 6. Sinus lift instrument: Dental Kirsh,Sinus 6 elevator 90/90°, Titanium Handle (41.868.06) 7. Sinus lift instrument: Dental Kirsh,Sinus 7 spoon plugger;Dia 4.7mm Titanium Handle (41.868.07) 8. Sinus lift instrument: Dental Kirsh,Sinus 8 convex plugger;Dia 45mm,plan-plugger dia 2.6mm Titanium Handle (41.868.087) | [8 empty] | Kit

## Series 1
ITEM NUMBER | ITEM CATEGORY | ITEM DESCRIPTION | BIDDER NAME | NAME OF MANUFACTURER | COUNTRY OF ORIGIN | BRAND NAME | PRODUCT CODE | DOES THE OFFER CONFORMS WITH SPECIFICATION ? YES/NO | IMPORT COMPONENT OF PRICE AS % | LEAD TIME (DAYS) | UNIT OF MEASURE | NO. OF OFFERS | MINIMUM ORDER QUANTITY | DELIVERY PRICE INCLUDING VAT | D1-IMPORTED RAW MATERIAL/FINISHED PRODUCT(IF APPLICABLE) | D2 - LOCAL RAW MATERIAL / FINISHED PRODUCT (IF APPLICABLE) | D3 – LABOUR | D4 – TRANSPORT | D5 –OTHER
RT287-05-129 | Laboratory | SCALPEL BLADE HANDLE No3. Compatibility: Designed to fit all standard No. 3 scalpel blades. Material: High-grade stainless steel for durability and corrosion resistance. Handle Design: Ergonomic with a textured grip for secure handling and reduced hand fatigue. Length: Approximately 12 cm, ideal for a variety of surgical applications.
RT287-05-129A | Laboratory | SCALPEL BLADE SIZE 11

## Series 2
ITEM NUMBER | ITEM CATEGORY | ITEM DESCRIPTION | BIDDER NAME | NAME OF MANUFACTURER | COUNTRY OF ORIGIN | BRAND NAME | PRODUCT CODE | DOES THE OFFER CONFORMS WITH SPECIFICATION ? YES/NO | IMPORT COMPONENT OF PRICE AS % | LEAD TIME (DAYS) | UNIT OF MEASURE | NO. OF OFFERS | MINIMUM ORDER QUANTITY | DELIVERY PRICE INCLUDING VAT | D1-IMPORTED RAW MATERIAL/FINISHED PRODUCT(IF APPLICABLE) | D2 - LOCAL RAW MATERIAL / FINISHED PRODUCT (IF APPLICABLE) | D3 – LABOUR | D4 – TRANSPORT | D5 –OTHER
RT287-05-130 | Laboratory | Fully adjustable articulator. Bonwill triangle 108 mm Balkwill angle 15° Protrusion path angle 0°–60° Possibility of individual and average-value model orientation Easy handling Centric locking catch for accurate operation Separable upper and lower frame Freely advancing guided joint axis Ergonomic design with ample working space ISS screw for side-shift movement Practice-oriented accessories assortment Compatible with split-cast systems and systems for coordination (Adesso-Split, Quick-Split) 45° incline support Retrusion path angle 35° Bennett angle 0°–30° Side Shift 0–1.5 mm Protrusion movement 0–4 mm Centric fixation can be activated. | [8 empty] | Each
RT287-05-130A | Laboratory | Mounting plates | [8 empty] | Each
RT287-05-130B | Laboratory | Incisal Pin | [8 empty] | Each
RT287-05-130C | Laboratory | Incisal Pin screws | [8 empty] | Each
RT287-05-130D | Laboratory | Incisal Guide Pin | [8 empty] | Each

## Series 3
ITEM NUMBER | ITEM CATEGORY | ITEM DESCRIPTION | BIDDER NAME | NAME OF MANUFACTURER | COUNTRY OF ORIGIN | BRAND NAME | PRODUCT CODE | DOES THE OFFER CONFORMS WITH SPECIFICATION ? YES/NO | IMPORT COMPONENT OF PRICE AS % | LEAD TIME (DAYS) | UNIT OF MEASURE | NO. OF OFFERS | MINIMUM ORDER QUANTITY | DELIVERY PRICE INCLUDING VAT | D1-IMPORTED RAW MATERIAL/FINISHED PRODUCT(IF APPLICABLE) | D2 - LOCAL RAW MATERIAL / FINISHED PRODUCT (IF APPLICABLE) | D3 – LABOUR | D4 – TRANSPORT | D5 –OTHER
RT287-05-131 | Laboratory | ARTICULATOR SEMI ADJUSTABLE ASA RED 5050. Non-Arcon mean value articulator. Ideal for full dentures. Advantages: • Comfortable handling due to ergonomic design – stable working position with 60° inclination; • Compatible with commercially available pressure pots for cold polymerisation; • Non-rotating incisal guide pin; • Calvarium with four elliptical guide lines and further reference lines for mandibular set-ups; • Occlusion table with four elliptical guide lines and further reference lines for maxillary set-ups. Technical data: Height 87 mm; intercondylar distance 110 mm; Bennett angle 0-7°; condylar inclination +30°; incisal plate 10°; opening 180°. Delivery includes: 5050 complete with incisal guide pin incl. incisal needle; incisal guide plate; support pin, calvarium; occlusion table; holder for calvarium and occlusion table; 4 metal base plates and 2 locking screws. | [8 empty] | Each
RT287-05-131A | Laboratory | Mounting plates | [8 empty] | Each
RT287-05-131B | Laboratory | Mounting plate screws | [8 empty] | Each
RT287-05-131C | Laboratory | Incisal Pin | [8 empty] | Each
RT287-05-131D | Laboratory | Incisal Pin screws | [8 empty] | Each

## Series 4
ITEM NUMBER | ITEM CATEGORY | ITEM DESCRIPTION | BIDDER NAME | NAME OF MANUFACTURER | COUNTRY OF ORIGIN | BRAND NAME | PRODUCT CODE | DOES THE OFFER CONFORMS WITH SPECIFICATION ? YES/NO | IMPORT COMPONENT OF PRICE AS % | LEAD TIME (DAYS) | UNIT OF MEASURE | NO. OF OFFERS | MINIMUM ORDER QUANTITY | DELIVERY PRICE INCLUDING VAT | D1-IMPORTED RAW MATERIAL/FINISHED PRODUCT(IF APPLICABLE) | D2 - LOCAL RAW MATERIAL / FINISHED PRODUCT (IF APPLICABLE) | D3 – LABOUR | D4 – TRANSPORT | D5 –OTHER
RT287-05-132 | Laboratory | MIXING TIPS FOR IMPRESSION DISPENSING GUN. 4.2 mixing tip is indicated for Affinity Light Body impression materials and Multi-Prep wash material.
RT287-05-132A | Laboratory | MIXING TIP APPLICATORS YELLOW 10pcs. Material: Silicone rubber membrane Intraoral Mixing Tips Curved Attachment - Yellow (Fine) - Pack 50 *For Light Body Material

## Series 5
ITEM NUMBER | ITEM CATEGORY | ITEM DESCRIPTION | BIDDER NAME | NAME OF MANUFACTURER | COUNTRY OF ORIGIN | BRAND NAME | PRODUCT CODE | DOES THE OFFER CONFORMS WITH SPECIFICATION ? YES/NO | IMPORT COMPONENT OF PRICE AS % | LEAD TIME (DAYS) | UNIT OF MEASURE | NO. OF OFFERS | MINIMUM ORDER QUANTITY | DELIVERY PRICE INCLUDING VAT | D1-IMPORTED RAW MATERIAL/FINISHED PRODUCT(IF APPLICABLE) | D2 - LOCAL RAW MATERIAL / FINISHED PRODUCT (IF APPLICABLE) | D3 – LABOUR | D4 – TRANSPORT | D5 –OTHER
RT287-03-063 | Endodontics | MTA-syringes for micro apical placement KIT with straight tip, curved tip and surgical tip | [8 empty] | Each
RT287-03-063A | Endodontics | MTA syringe tip cleaner (Brush) | [8 empty] | Each
RT287-03-063B | Endodontics | MTA Syringe for micro apical placement | [8 empty] | Each
RT287-03-063C | Endodontics | MTA Syringe tip, straight | [8 empty] | Each
RT287-03-063D | Endodontics | MTA Syringe tip, curved | [8 empty] | Each
RT287-03-063E | Endodontics | MTA Syringe tip, surgical | [8 empty] | Each

## Series 6
ITEM NUMBER | ITEM CATEGORY | ITEM DESCRIPTION | BIDDER NAME | NAME OF MANUFACTURER | COUNTRY OF ORIGIN | BRAND NAME | PRODUCT CODE | DOES THE OFFER CONFORMS WITH SPECIFICATION ? YES/NO | IMPORT COMPONENT OF PRICE AS % | LEAD TIME (DAYS) | UNIT OF MEASURE | NO. OF OFFERS | MINIMUM ORDER QUANTITY | DELIVERY PRICE INCLUDING VAT | D1-IMPORTED RAW MATERIAL/FINISHED PRODUCT(IF APPLICABLE) | D2 - LOCAL RAW MATERIAL / FINISHED PRODUCT (IF APPLICABLE) | D3 – LABOUR | D4 – TRANSPORT | D5 –OTHER
RT287-05-133 | Laboratory | BUNSEN BURNER BIJOU NATURAL GAS Bijou 90. •Two riser tubes provide the choice of flame intensity. Individual adjustment of the gas supply (rocker lever) and oxygen supply (adjustment wheel). | [8 empty] | Each
RT287-05-133A | Laboratory | Gas pipe | [8 empty] | Each
RT287-05-133B | Laboratory | Clamps | [8 empty] | Each

## Series 7
ITEM NUMBER | ITEM CATEGORY | ITEM DESCRIPTION | BIDDER NAME | NAME OF MANUFACTURER | COUNTRY OF ORIGIN | BRAND NAME | PRODUCT CODE | DOES THE OFFER CONFORMS WITH SPECIFICATION ? YES/NO | IMPORT COMPONENT OF PRICE AS % | LEAD TIME (DAYS) | UNIT OF MEASURE | NO. OF OFFERS | MINIMUM ORDER QUANTITY | DELIVERY PRICE INCLUDING VAT | D1-IMPORTED RAW MATERIAL/FINISHED PRODUCT(IF APPLICABLE) | D2 - LOCAL RAW MATERIAL / FINISHED PRODUCT (IF APPLICABLE) | D3 – LABOUR | D4 – TRANSPORT | D5 –OTHER
RT287-05-134 | Laboratory | BUNSEN BURNER Single Tube | [8 empty] | Each
RT287-05-134A | Laboratory | Gas pipe | [8 empty] | Each
RT287-05-134B | Laboratory | Clamps | [8 empty] | Each

## Series 8
ITEM NUMBER | ITEM CATEGORY | ITEM DESCRIPTION | BIDDER NAME | NAME OF MANUFACTURER | COUNTRY OF ORIGIN | BRAND NAME | PRODUCT CODE | DOES THE OFFER CONFORMS WITH SPECIFICATION ? YES/NO | IMPORT COMPONENT OF PRICE AS % | LEAD TIME (DAYS) | UNIT OF MEASURE | NO. OF OFFERS | MINIMUM ORDER QUANTITY | DELIVERY PRICE INCLUDING VAT | D1-IMPORTED RAW MATERIAL/FINISHED PRODUCT(IF APPLICABLE) | D2 - LOCAL RAW MATERIAL / FINISHED PRODUCT (IF APPLICABLE) | D3 – LABOUR | D4 – TRANSPORT | D5 –OTHER
RT287-05-135 | Laboratory | Flask Set, Denture: Duplicating, Plastic, KombiPackaging: Each Note: Item RT287-08-137 to RT287-08-139 will be awarded as a series ICN: 6520-18-970-5946 DOQ: EA | [8 empty] | Each
RT287-05-135A | Laboratory | Former, Dental Investment: Mould, for Kombi Duplicating Flask, Large Packaging: 1 Box 4 Pieces Note: Item RT287-08-137 to RT287-08-139 will be awarded as a series ICN: 6520-18-970-5934 DOQ: EA | [8 empty] | Each
RT287-05-135B | Laboratory | Former, Dental Investment: Mould, for Kombi Duplicating Flask, Packaging: 1 Box 4 Pieces Note: Item RT287-08-137 to RT287-08-139 will be awarded as a series ICN: 6520-18-970-7609 DOQ: EA | [8 empty] | Each

## Series 9
ITEM NUMBER | ITEM CATEGORY | ITEM DESCRIPTION | BIDDER NAME | NAME OF MANUFACTURER | COUNTRY OF ORIGIN | BRAND NAME | PRODUCT CODE | DOES THE OFFER CONFORMS WITH SPECIFICATION ? YES/NO | IMPORT COMPONENT OF PRICE AS % | LEAD TIME (DAYS) | UNIT OF MEASURE | NO. OF OFFERS | MINIMUM ORDER QUANTITY | DELIVERY PRICE INCLUDING VAT | D1-IMPORTED RAW MATERIAL/FINISHED PRODUCT(IF APPLICABLE) | D2 - LOCAL RAW MATERIAL / FINISHED PRODUCT (IF APPLICABLE) | D3 – LABOUR | D4 – TRANSPORT | D5 –OTHER
RT287-05-136 | Laboratory | Clamp, Denture Flask: Two Flask Capacity, Brass Type 44-0, No. 001-001 Packaging: Each Note: Item RT287-08-140 to RT287-08-142 will be awarded as a series ICN: 6520-18-970-5945 DOQ : EA | [8 empty] | Each
RT287-05-137 | Laboratory | Flask, Denture: Lower, Type 58-0, (No. 001-702) Packaging: Each Note: Item RT287-08-140 to RT287-08-142 will be awarded as a series ICN: 6520-18-970-5970 DOQ : EA | [8 empty] | Each
RT287-05-138 | Laboratory | Flask, Denture: Upper, Type 57-0, (No. 001-602)Packaging: Each Note: Item Item RT287-08-140 to RT287-08-142 will be awarded as a series ICN: 6520-18-970-5969 DOQ : EA | [8 empty] | Each

## Series 10
ITEM NUMBER | ITEM CATEGORY | ITEM DESCRIPTION | BIDDER NAME | NAME OF MANUFACTURER | COUNTRY OF ORIGIN | BRAND NAME | PRODUCT CODE | DOES THE OFFER CONFORMS WITH SPECIFICATION ? YES/NO | IMPORT COMPONENT OF PRICE AS % | LEAD TIME (DAYS) | UNIT OF MEASURE | NO. OF OFFERS | MINIMUM ORDER QUANTITY | DELIVERY PRICE INCLUDING VAT | D1-IMPORTED RAW MATERIAL/FINISHED PRODUCT(IF APPLICABLE) | D2 - LOCAL RAW MATERIAL / FINISHED PRODUCT (IF APPLICABLE) | D3 – LABOUR | D4 – TRANSPORT | D5 –OTHER
RT287-05-139 | Laboratory | Forceps, Crown, Dental: Keramogrip Curved, Replaceable Fine Diamonds Tips, Finely Graduated Gripping Ratchet Packaging : Each DOQ : EA | [8 empty] | Each
RT287-05-139A | Laboratory | Forceps, Crown, Dental: Keramogrip Replacement Tips Packaging : 2 Pieces DOQ : EA | [8 empty] | Each

## Series 11
ITEM NUMBER | ITEM CATEGORY | ITEM DESCRIPTION | BIDDER NAME | NAME OF MANUFACTURER | COUNTRY OF ORIGIN | BRAND NAME | PRODUCT CODE | DOES THE OFFER CONFORMS WITH SPECIFICATION ? YES/NO | IMPORT COMPONENT OF PRICE AS % | LEAD TIME (DAYS) | UNIT OF MEASURE | NO. OF OFFERS | MINIMUM ORDER QUANTITY | DELIVERY PRICE INCLUDING VAT | D1-IMPORTED RAW MATERIAL/FINISHED PRODUCT(IF APPLICABLE) | D2 - LOCAL RAW MATERIAL / FINISHED PRODUCT (IF APPLICABLE) | D3 – LABOUR | D4 – TRANSPORT | D5 –OTHER
RT287-05-140 | Laboratory | Semi-adjustable dental articulator. Fixed intercondylar distance (110mm); • Curved condylar guide; • Angle adjustment of the Condilic and Bennet guide; with magnetic mounting system, with dental facebow, aluminum • Central Locking; • Motion stabilizer system with silicone joint; • Upper Branch Support Pin in the open position. | [8 empty] | Each
RT287-05-140 A | Laboratory | Mounting plates | [8 empty] | Each
RT287-05-140 B | Laboratory | Incisal Pin | [8 empty] | Each
RT287-05-140 C | Laboratory | Incisal Pin screws | [8 empty] | Each
RT287-05-140 D | Laboratory | Incisal Guide Pin | [8 empty] | Each
RT287-05-140 E | Laboratory | Face bow transfer | [8 empty] | Each
RT287-05-140 F | Laboratory | Face Bow | [8 empty] | Each

## Series 12
ITEM NUMBER | ITEM CATEGORY | ITEM DESCRIPTION | BIDDER NAME | NAME OF MANUFACTURER | COUNTRY OF ORIGIN | BRAND NAME | PRODUCT CODE | DOES THE OFFER CONFORMS WITH SPECIFICATION ? YES/NO | IMPORT COMPONENT OF PRICE AS % | LEAD TIME (DAYS) | UNIT OF MEASURE | NO. OF OFFERS | MINIMUM ORDER QUANTITY | DELIVERY PRICE INCLUDING VAT | D1-IMPORTED RAW MATERIAL/FINISHED PRODUCT(IF APPLICABLE) | D2 - LOCAL RAW MATERIAL / FINISHED PRODUCT (IF APPLICABLE) | D3 – LABOUR | D4 – TRANSPORT | D5 –OTHER
RT287-05-141 | Laboratory | Frame, Dental Laboratory Saw: Anatomical Grip Type Pindex Packaging : Each Note: Item to be awarded as a series from item RT287-08-145 to RT287-08-147 ICN : 6520-18-970-2401 DOQ : EA | [8 empty] | Each
RT287-05-142 | Laboratory | Blade, Dental Laboratory Saw: 007" Plain (0.18mm) with Lock pin for Pindex Handsaw No. PX 201 , Pindex Packaging : 1 Pack 12 Pieces Note: Item to be a series from item RT287-08-145 to RT287-08-147 ICN : 6520-18-970-7584 DOQ : EA | [8 empty] | pack
RT287-05-143 | Laboratory | Blade, Dental Laboratory Saw: 007" Plain (0.18mm) Di-Lock , Packaging : 1 Pack 12 Pieces Note: Item to be a series from item RT287-08-145 to RT287-08-147 ICN : 6520-18-970-5658 DOQ : EA | [8 empty] | pack

## Series 13
ITEM NUMBER | ITEM CATEGORY | ITEM DESCRIPTION | BIDDER NAME | NAME OF MANUFACTURER | COUNTRY OF ORIGIN | BRAND NAME | PRODUCT CODE | DOES THE OFFER CONFORMS WITH SPECIFICATION ? YES/NO | IMPORT COMPONENT OF PRICE AS % | LEAD TIME (DAYS) | UNIT OF MEASURE | NO. OF OFFERS | MINIMUM ORDER QUANTITY | DELIVERY PRICE INCLUDING VAT | D1-IMPORTED RAW MATERIAL/FINISHED PRODUCT(IF APPLICABLE) | D2 - LOCAL RAW MATERIAL / FINISHED PRODUCT (IF APPLICABLE) | D3 – LABOUR | D4 – TRANSPORT | D5 –OTHER
RT287-01-025 | Dental Radiography | Non Digital Position Indicator Device, Dental Radiographic Film: With Bitewing and Endodontic Instruments Packaging : Bite Blocks, Aiming Rings and Indicator Arms Note: Item will be awarded as a series from item RT287-07-025, RT287-07-026, RT287-07-027, RT287-07-028, RT287-07-029, RT287-07-030, RT287-07-031, RT287-07-032, RT287-07-033, RT287-07-034, RT287-07-035, RT287-07-036, RT287-07-037, RT287-07-038 ICN : 6520-18-037-1775 DOQ : SE | [8 empty] | set
RT287-01-026 | Dental Radiography | Non Digital Block Bite: Dental Radiographic Film, Anterior Packaging : 25 Pieces Note: Item will be awarded as a series from item RT287-07-025, RT287-07-026, RT287-07-027, RT287-07-028, RT287-07-029, RT287-07-030, RT287-07-031, RT287-07-032, RT287-07-033, RT287-07-034, RT287-07-035, RT287-07-036, RT287-07-037, RT287-07-038 ICN : 6520-18-000-9940 DOQ : BX | [8 empty] | box
RT287-01-027 | Dental Radiography | Non Digital Block Bite: Dental Radiographic Film, Posterior Packaging : 25 Pieces Note: Item will be awarded as a series from item RT287-07-025, RT287-07-026, RT287-07-027, RT287-07-028, RT287-07-029, RT287-07-030, RT287-07-031, RT287-07-032, RT287-07-033, RT287-07-034, RT287-07-035, RT287-07-036, RT287-07-037, RT287-07-038 ICN : 6520-18-000-9936 DOQ : BX | [8 empty] | box
RT287-01-028 | Dental Radiography | Non Digital Block Bite: Dental Radiographic Film, Bitewing Packaging : 2 Pieces Note: Item will be awarded as a series from item RT287-07-025, RT287-07-026, RT287-07-027, RT287-07-028, RT287-07-029, RT287-07-030, RT287-07-031, RT287-07-032, RT287-07-033, RT287-07-034, RT287-07-035, RT287-07-036, RT287-07-037, RT287-07-038 ICN : 6520-RT-287-0096 DOQ : BX | [8 empty] | pack
RT287-01-029 | Dental Radiography | Non Digital Block Bite: Dental Radiographic Film, Endodontic Packaging : 3 Pieces Note: Item will be awarded as a series from item RT287-07-025, RT287-07-026, RT287-07-027, RT287-07-028, RT287-07-029, RT287-07-030, RT287-07-031, RT287-07-032, RT287-07-033, RT287-07-034, RT287-07-035, RT287-07-036, RT287-07-037, RT287-07-038 ICN : 6520-RT-287-0097 DOQ : BX | [8 empty] | pack
RT287-01-030 | Dental Radiography | Non Digital Ring, Aiming, Dental X-Ray Tube: Anterior Packaging : Each Note: Item will be awarded as a series from item RT287-07-025, RT287-07-026, RT287-07-027, RT287-07-028, RT287-07-029, RT287-07-030, RT287-07-031, RT287-07-032, RT287-07-033, RT287-07-034, RT287-07-035, RT287-07-036, RT287-07-037, RT287-07-038 ICN : 6520-18-000-9775 DOQ : EA | [8 empty] | Each
RT287-01-031 | Dental Radiography | Non Digital Ring, Aiming, Dental X-Ray Tube: Posterior Packaging : Each Note: Item will be awarded as a series from item RT287-07-025, RT287-07-026, RT287-07-027, RT287-07-028, RT287-07-029, RT287-07-030, RT287-07-031, RT287-07-032, RT287-07-033, RT287-07-034, RT287-07-035, RT287-07-036, RT287-07-037, RT287-07-038 ICN : 6520-18-000-9752 DOQ : EA | [8 empty] | Each
RT287-01-032 | Dental Radiography | Non Digital Ring, Aiming, Dental X-Ray Tube: Bite Wing Packaging : Each Note: Item will be awarded as a series from item RT287-07-025, RT287-07-026, RT287-07-027, RT287-07-028, RT287-07-029, RT287-07-030, RT287-07-031, RT287-07-032, RT287-07-033, RT287-07-034, RT287-07-035, RT287-07-036, RT287-07-037, RT287-07-038 ICN : 6520-RT-287-0098 DOQ : EA | [8 empty] | Each
RT287-01-033 | Dental Radiography | Non Digital Ring, Aiming, Dental X-Ray Tube: Endodontic Packaging : EachNote: Item will be awarded as a series from item RT287-07-025, RT287-07-026, RT287-07-027, RT287-07-028, RT287-07-029, RT287-07-030, RT287-07-031, RT287-07-032, RT287-07-033, RT287-07-034, RT287-07-035, RT287-07-036, RT287-07-037, RT287-07-038 ICN : 6520-RT-287-0099 DOQ : EA | [8 empty] | Each
RT287-01-034 | Dental Radiography | Non Digital Support, Bite Block: Dental Radiographic Film, Indicator Arm, Anterior Note: Item will be awarded as a series from item RT287-07-025, RT287-07-026, RT287-07-027, RT287-07-028, RT287-07-029, RT287-07-030, RT287-07-031, RT287-07-032, RT287-07-033, RT287-07-034, RT287-07-035, RT287-07-036, RT287-07-037, RT287-07-038 Packaging : Each ICN : 6520-18-000-9676 DOQ : EA | [8 empty] | Each
RT287-01-035 | Dental Radiography | Non Digital Support, Bite Block: Dental Radiographic Film, Indicator Arm, Posterior Note: Item will be awarded as a series from item RT287-07-025, RT287-07-026, RT287-07-027, RT287-07-028, RT287-07-029, RT287-07-030, RT287-07-031, RT287-07-032, RT287-07-033, RT287-07-034, RT287-07-035, RT287-07-036, RT287-07-037, RT287-07-038 Packaging : Each ICN : 6520-18-000-9701 DOQ : EA | [8 empty] | Each
RT287-01-036 | Dental Radiography | Non Digital Support, Bite Block: Dental Radiographic Film, Indicator Arm, Bite-Wing Note: Item will be awarded as a series from item RT287-07-025, RT287-07-026, RT287-07-027, RT287-07-028, RT287-07-029, RT287-07-030, RT287-07-031, RT287-07-032, RT287-07-033, RT287-07-034, RT287-07-035, RT287-07-036, RT287-07-037, RT287-07-038 Packaging : Each ICN : 6520-18-000-9711 DOQ : EA | [8 empty] | Each
RT287-01-037 | Dental Radiography | Non Digital Support, Bite Block: Dental Radiographic Film, Indicator Arm, Endodontic Note: Item will be awarded as a series from item RT287-07-025, RT287-07-026, RT287-07-027, RT287-07-028, RT287-07-029, RT287-07-030, RT287-07-031, RT287-07-032, RT287-07-033, RT287-07-034, RT287-07-035, RT287-07-036, RT287-07-037, RT287-07-038 Packaging : Each ICN : 6520-RT-287-0100 DOQ : EA | [8 empty] | Each
RT287-01-038 | Dental Radiography | Non Digital Position Indicator Device, Dental Radiographic Film: Endo-Ray Film Holder Note: Item will be awarded as a series from item RT287-07-025, RT287-07-026, RT287-07-027, RT287-07-028, RT287-07-029, RT287-07-030, RT287-07-031, RT287-07-032, RT287-07-033, RT287-07-034, RT287-07-035, RT287-07-036, RT287-07-037, RT287-07-038 Packaging : Each ICN : 6520-18-036-6673 DOQ : EA | [8 empty] | Each

## Series 14
ITEM NUMBER | ITEM CATEGORY | ITEM DESCRIPTION | BIDDER NAME | NAME OF MANUFACTURER | COUNTRY OF ORIGIN | BRAND NAME | PRODUCT CODE | DOES THE OFFER CONFORMS WITH SPECIFICATION ? YES/NO | IMPORT COMPONENT OF PRICE AS % | LEAD TIME (DAYS) | UNIT OF MEASURE | NO. OF OFFERS | MINIMUM ORDER QUANTITY | DELIVERY PRICE INCLUDING VAT | D1-IMPORTED RAW MATERIAL/FINISHED PRODUCT(IF APPLICABLE) | D2 - LOCAL RAW MATERIAL / FINISHED PRODUCT (IF APPLICABLE) | D3 – LABOUR | D4 – TRANSPORT | D5 –OTHER
RT287-11-106 | Surgical | Periotome Dental: Anterior Dental, medical grade silicone grip, double ended Item RT287-010-119 to RT287-010-120 will be awarded as a series | [8 empty] | Each
RT287-11-107 | Surgical | Periotome Dental: Posterior Dental, medical grade silicone grip, double ended | [8 empty] | Each

## Series 15
ITEM NUMBER | ITEM CATEGORY | ITEM DESCRIPTION | BIDDER NAME | NAME OF MANUFACTURER | COUNTRY OF ORIGIN | BRAND NAME | PRODUCT CODE | DOES THE OFFER CONFORMS WITH SPECIFICATION ? YES/NO | IMPORT COMPONENT OF PRICE AS % | LEAD TIME (DAYS) | UNIT OF MEASURE | NO. OF OFFERS | MINIMUM ORDER QUANTITY | DELIVERY PRICE INCLUDING VAT | D1-IMPORTED RAW MATERIAL/FINISHED PRODUCT(IF APPLICABLE) | D2 - LOCAL RAW MATERIAL / FINISHED PRODUCT (IF APPLICABLE) | D3 – LABOUR | D4 – TRANSPORT | D5 –OTHER
RT287-11-108 | Surgical | Luxation Instrument: Straight Blade that intergrate periotome properties; surgical grade full stainless steel Item RT287-010-109, RT287-010-110, RT287-010-111, RT287-010-112, RT287-010-113, RT287-010-114, RT287-010-115, RT287-010-116 RT287-010-117, RT287-010-118 will be awarded as a series. | [8 empty] | Each
RT287-11-109 | Surgical | Luxation Instrument: Straight Blade for apical and interproximal use , surgical grade full stainless steel Item RT287-010-109, RT287-010-110, RT287-010-111, RT287-010-112, RT287-010-113, RT287-010-114, RT287-010-115, RT287-010-116 RT287-010-117, RT287-010-118 will be awarded as a series. | [8 empty] | Each
RT287-11-110 | Surgical | Luxation Instrument: Curved Blade for general use ; surgical grade full stainless steel Item RT287-010-109, RT287-010-110, RT287-010-111, RT287-010-112, RT287-010-113, RT287-010-114, RT287-010-115, RT287-010-116 RT287-010-117, RT287-010-118 will be awarded as a series. | [8 empty] | Each
RT287-11-111 | Surgical | Luxation Instrument: Straight Blade for interproximal use. surgical grade full stainless steel Item RT287-010-109, RT287-010-110, RT287-010-111, RT287-010-112, RT287-010-113, RT287-010-114, RT287-010-115, RT287-010-116 RT287-010-117, RT287-010-118 will be awarded as a series. | [8 empty] | Each
RT287-11-112 | Surgical | Luxation Instrument: Contra Angle Blade for lingual use and distal molars surgical grade full stainless steel Item RT287-010-109, RT287-010-110, RT287-010-111, RT287-010-112, RT287-010-113, RT287-010-114, RT287-010-115, RT287-010-116 RT287-010-117, RT287-010-118 will be awarded as a series. | [8 empty] | Each
RT287-11-113 | Surgical | Luxation Instrument: Inverted Curved Blade for general, lingual or distal use; surgical grade full stainless steel Item RT287-010-109, RT287-010-110, RT287-010-111, RT287-010-112, RT287-010-113, RT287-010-114, RT287-010-115, RT287-010-116 RT287-010-117, RT287-010-118 will be awarded as a series. | [8 empty] | Each
RT287-11-114 | Surgical | Luxation Instrument: Curved Blade for large molars and general use ; surgical grade full stainless steel Item RT287-010-109, RT287-010-110, RT287-010-111, RT287-010-112, RT287-010-113, RT287-010-114, RT287-010-115, RT287-010-116 RT287-010-117, RT287-010-118 will be awarded as a series. | [8 empty] | Each
RT287-11-115 | Surgical | Luxation Instrument: Straight Blade for interproximal use; surgical grade full stainless steel Item RT287-010-109, RT287-010-110, RT287-010-111, RT287-010-112, RT287-010-113, RT287-010-114, RT287-010-115, RT287-010-116 RT287-010-117, RT287-010-118 will be awarded as a series. | [8 empty] | Each
RT287-11-116 | Surgical | Luxation Instrument: Dual Edge straight blade, for deep fractures and decayed roots: Blade size, 3mm-5mm; surgical grade full stainless steel Item RT287-010-109, RT287-010-110, RT287-010-111, RT287-010-112, RT287-010-113, RT287-010-114, RT287-010-115, RT287-010-116 RT287-010-117, RT287-010-118 will be awarded as a series. | [8 empty] | Each
RT287-11-117 | Surgical | Luxation Instrument: Curved Blade for large molars and general use, size 3mm-5mm ; surgical grade full stainless steel Item RT287-010-109, RT287-010-110, RT287-010-111, RT287-010-112, RT287-010-113, RT287-010-114, RT287-010-115, RT287-010-116 RT287-010-117, RT287-010-118 will be awarded as a series. | [8 empty] | Each

## Series 16
ITEM NUMBER | ITEM CATEGORY | ITEM DESCRIPTION | BIDDER NAME | NAME OF MANUFACTURER | COUNTRY OF ORIGIN | BRAND NAME | PRODUCT CODE | DOES THE OFFER CONFORMS WITH SPECIFICATION ? YES/NO | IMPORT COMPONENT OF PRICE AS % | LEAD TIME (DAYS) | UNIT OF MEASURE | NO. OF OFFERS | MINIMUM ORDER QUANTITY | DELIVERY PRICE INCLUDING VAT | D1-IMPORTED RAW MATERIAL/FINISHED PRODUCT(IF APPLICABLE) | D2 - LOCAL RAW MATERIAL / FINISHED PRODUCT (IF APPLICABLE) | D3 – LABOUR | D4 – TRANSPORT | D5 –OTHER
RT287-04-048 | Impressioning | Syringe, Dental Impression Material: Metal Cartridge, Steel Plunger, Filler and Disposable Tips Packaging : Each Note: Item RT287-04-049 and RT287-04-050 will be awarded as series ICN : 6520-18-970-4774 DOQ : EA | [8 empty] | Each
RT287-04-049 | Impressioning | Tip, Syringe, Dental Impression Material: Spare Points (For Item icn 4774) Packaging : 1 Pack, 12 Pieces Note: Item RT287-04-049 and RT287-04-050 will be awarded as series ICN : 6520-18-970-5939 DOQ : PK | [8 empty] | pack

## Series 17
ITEM NUMBER | ITEM CATEGORY | ITEM DESCRIPTION | BIDDER NAME | NAME OF MANUFACTURER | COUNTRY OF ORIGIN | BRAND NAME | PRODUCT CODE | DOES THE OFFER CONFORMS WITH SPECIFICATION ? YES/NO | IMPORT COMPONENT OF PRICE AS % | LEAD TIME (DAYS) | UNIT OF MEASURE | NO. OF OFFERS | MINIMUM ORDER QUANTITY | DELIVERY PRICE INCLUDING VAT | D1-IMPORTED RAW MATERIAL/FINISHED PRODUCT(IF APPLICABLE) | D2 - LOCAL RAW MATERIAL / FINISHED PRODUCT (IF APPLICABLE) | D3 – LABOUR | D4 – TRANSPORT | D5 –OTHER
RT287-11-118 | Surgical | Elevator, Root: Warwick James, Left, surgical grade stainless steel Packaging : Each Note: Item to be a series from item number RT287-010-106, RT287-010-107 and RT287-010-108 ICN : 6520-18-970-2330 DOQ : EA | [8 empty] | Each
RT287-11-119 | Surgical | Elevator, Root: Warwick James, Right, surgical grade stainless steel Packaging : Each Note: Item to be a series from item number RT287-010-106, RT287-010-107 and RT287-010-108 ICN : 6520-18-970-2331 DOQ : EA | [8 empty] | Each
RT287-11-120 | Surgical | Elevator, Root: Warwick James, Straight, surgical grade stainless steel Packaging : Each Note: Item to be a series from item number RT287-010-106, RT287-010-107 and RT287-010-108 ICN : 6520-18-970-2329 DOQ : EA | [8 empty] | Each

## Series 18
ITEM NUMBER | ITEM CATEGORY | ITEM DESCRIPTION | BIDDER NAME | NAME OF MANUFACTURER | COUNTRY OF ORIGIN | BRAND NAME | PRODUCT CODE | DOES THE OFFER CONFORMS WITH SPECIFICATION ? YES/NO | IMPORT COMPONENT OF PRICE AS % | LEAD TIME (DAYS) | UNIT OF MEASURE | NO. OF OFFERS | MINIMUM ORDER QUANTITY | DELIVERY PRICE INCLUDING VAT | D1-IMPORTED RAW MATERIAL/FINISHED PRODUCT(IF APPLICABLE) | D2 - LOCAL RAW MATERIAL / FINISHED PRODUCT (IF APPLICABLE) | D3 – LABOUR | D4 – TRANSPORT | D5 –OTHER
RT287-08-101 | Restorative | Band Set, Matrix, Dental: Automatrix III Introductory Kit Packaging : Set consisting of 1 Automate Dual Torque Tigtening Device and 1 Snipper, 24 Medium Regular Bands, 24 Narrow Regular Bands, 24 Wide Regular Bands, and 24 Medium Thin Bands Note: Item to be a series from item number RT287-06-114, RT287-06-115, RT287-06-116,RT287-06-117 and RT287-06-118 ICN : 6520-18-970-5339 DOQ : EA | [8 empty] | set
RT287-08-102 | Restorative | Band, Matrix, Dental: Automatrix III, Refill, Medium Regular Bands, Height 6.35mm, Thickness 0.05mm Packaging : Box of 72 Note: Item to be a series from item number RT287-04-044 to 04-048 ICN : 6520-18-970-5337 DOQ :BX | [8 empty] | box
RT287-08-103 | Restorative | Band, Matrix, Dental: Automatrix III, Refill, Medium Thin bands, Height 6.35mm, Thickness 0.038mm Packaging : Box of 72 Note: Item to be a series from item number RT287-04-044 to 04-048 ICN : 6520-18-970-5335 DOQ : BX | [8 empty] | box
RT287-08-104 | Restorative | Band, Matrix, Dental: Automatrix III, Refill, Narrow Regular bands, Height 4.76mm, Thickness 0.05mm Packaging : Box of 72 Note: Item to be a series from item number RT287-04-044 to 04-048 ICN : 6520-18-970-5336 DOQ : BX | [8 empty] | box
RT287-08-105 | Restorative | Band, Matrix, Dental: Automatrix III, Refill, Wide Regular bands, Height 7.94mm, Thickness 0.05mm Packaging : Box of 72 Note: Item to be a series from item number RT287-04-044 to 04-048 ICN : 6520-18-970-5338 DOQ : BX | [8 empty] | box

## Series 19
ITEM NUMBER | ITEM CATEGORY | ITEM DESCRIPTION | BIDDER NAME | NAME OF MANUFACTURER | COUNTRY OF ORIGIN | BRAND NAME | PRODUCT CODE | DOES THE OFFER CONFORMS WITH SPECIFICATION ? YES/NO | IMPORT COMPONENT OF PRICE AS % | LEAD TIME (DAYS) | UNIT OF MEASURE | NO. OF OFFERS | MINIMUM ORDER QUANTITY | DELIVERY PRICE INCLUDING VAT | D1-IMPORTED RAW MATERIAL/FINISHED PRODUCT(IF APPLICABLE) | D2 - LOCAL RAW MATERIAL / FINISHED PRODUCT (IF APPLICABLE) | D3 – LABOUR | D4 – TRANSPORT | D5 –OTHER
RT287-08-106 | Restorative | Retainer, Matrix, Dental: , BiTine II Oval RingPackaging : Each Note: Item RT287-06-110 to be awarded as a series with item number RT287-06-109 toRT287-06-110, RT287-06-111 ,RT287-06-112 and RT287-06-111 ICN : 6520-18-179-4899 DOQ : EA | [8 empty] | Each
RT287-08-107 | Restorative | Retainer, Matrix, Dental: , BiTine Round RingsPackaging : Each Note: Item RT287-06-110 to be awarded as a series with item number RT287-06-109 toRT287-06-110, RT287-06-111 ,RT287-06-112 and RT287-06-111 ICN : 6520-18-179-4902 DOQ : EA | [8 empty] | Each
RT287-08-108 | Restorative | Band, Matrix, Dental: , Mini Matrices Packaging : 1 Pack, 50 Pieces Note: Item RT287-06-110 to be awarded as a series with item number RT287-06-109 toRT287-06-110, RT287-06-111 ,RT287-06-112 and RT287-06-111 ICN : 6520-18-179-4905 DOQ : PK | [8 empty] | pack
RT287-08-109 | Restorative | Band, Matrix, Dental: , Plus Matrices Packaging : 1 Pack, 50 Pieces Note: Item RT287-06-110 to be awarded as a series with item number RT287-06-109 toRT287-06-110, RT287-06-111 ,RT287-06-112 and RT287-06-111 ICN : 6520-18-179-5096 DOQ : PK | [8 empty] | pack
RT287-08-110 | Restorative | Band, Matrix, Dental: , Standard Matrices Packaging : 1 Pack, 50 Pieces Note: Item RT287-06-110 to be awarded as a series with item number RT287-06-109 toRT287-06-110, RT287-06-111 ,RT287-06-112 and RT287-06-111 ICN : 6520-18-179-5101 DOQ : PK | [8 empty] | pack

## Series 20
ITEM NUMBER | ITEM CATEGORY | ITEM DESCRIPTION | BIDDER NAME | NAME OF MANUFACTURER | COUNTRY OF ORIGIN | BRAND NAME | PRODUCT CODE | DOES THE OFFER CONFORMS WITH SPECIFICATION ? YES/NO | IMPORT COMPONENT OF PRICE AS % | LEAD TIME (DAYS) | UNIT OF MEASURE | NO. OF OFFERS | MINIMUM ORDER QUANTITY | DELIVERY PRICE INCLUDING VAT | D1-IMPORTED RAW MATERIAL/FINISHED PRODUCT(IF APPLICABLE) | D2 - LOCAL RAW MATERIAL / FINISHED PRODUCT (IF APPLICABLE) | D3 – LABOUR | D4 – TRANSPORT | D5 –OTHER
RT287-08-111 | Restorative | Carrier, Amalgam: Steel, Hampel Type (45°), Removable Tip Packaging : Each Item RT287-06-107 and RT287-06-108 will be awarded as a series ICN : 6520-18-970-2251 DOQ : EA | [8 empty] | Each
RT287-08-112 | Restorative | Tip, Amalgam Carrier: Plastic Tip for Hampel Type Packaging : Each Item RT287-06-107 and RT287-06-108 will be awarded as a series ICN : 6520-18-970-6887 DOQ : EA | [8 empty] | Each

## Series 21
ITEM NUMBER | ITEM CATEGORY | ITEM DESCRIPTION | BIDDER NAME | NAME OF MANUFACTURER | COUNTRY OF ORIGIN | BRAND NAME | PRODUCT CODE | DOES THE OFFER CONFORMS WITH SPECIFICATION ? YES/NO | IMPORT COMPONENT OF PRICE AS % | LEAD TIME (DAYS) | UNIT OF MEASURE | NO. OF OFFERS | MINIMUM ORDER QUANTITY | DELIVERY PRICE INCLUDING VAT | D1-IMPORTED RAW MATERIAL/FINISHED PRODUCT(IF APPLICABLE) | D2 - LOCAL RAW MATERIAL / FINISHED PRODUCT (IF APPLICABLE) | D3 – LABOUR | D4 – TRANSPORT | D5 –OTHER
RT287-08-113 | Restorative | Retainer, Matrix, Dental: , BiTine II Oval RingPackaging : Each Note: Item RT287-06-104 to be awarded as a series with item number RT287-06-102 ,RT287-06-103, RT287-06-104 ,RT287-06-105 and RT287-06-106 ICN : 6520-18-179-4899 DOQ : EA | [8 empty] | Each
RT287-08-114 | Restorative | Retainer, Matrix, Dental: , BiTine Round Rings Packaging : Each Note: Item RT287-06-104 to be awarded as a series with item number RT287-06-102 ,RT287-06-103, RT287-06-104 ,RT287-06-105 and RT287-06-106 ICN : 6520-18-179-4902 DOQ : EA | [8 empty] | Each
RT287-08-115 | Restorative | Band, Matrix, Dental: , Mini Matrices Packaging : 1 Pack, 50 Pieces Note: Item RT287-06-104 to be awarded as a series with item number RT287-06-102 ,RT287-06-103, RT287-06-104 ,RT287-06-105 and RT287-06-106 ICN : 6520-18-179-4905 DOQ : PK | [8 empty] | pack
RT287-08-116 | Restorative | Band, Matrix, Dental: , Plus Matrices Packaging : 1 Pack, 50 Pieces Note: Item RT287-06-104 to be awarded as a series with item number RT287-06-102 ,RT287-06-103, RT287-06-104 ,RT287-06-105 and RT287-06-106 ICN : 6520-18-179-5096 DOQ : PK | [8 empty] | pack
RT287-08-117 | Restorative | Band, Matrix, Dental: , Standard Matrices Packaging : 1 Pack, 50 Pieces Note: Item RT287-06-104 to be awarded as a series with item number RT287-06-102 ,RT287-06-103, RT287-06-104 ,RT287-06-105 and RT287-06-106 ICN : 6520-18-179-5101 DOQ : PK | [8 empty] | pack

## Series 22
ITEM NUMBER | ITEM CATEGORY | ITEM DESCRIPTION | BIDDER NAME | NAME OF MANUFACTURER | COUNTRY OF ORIGIN | BRAND NAME | PRODUCT CODE | DOES THE OFFER CONFORMS WITH SPECIFICATION ? YES/NO | IMPORT COMPONENT OF PRICE AS % | LEAD TIME (DAYS) | UNIT OF MEASURE | NO. OF OFFERS | MINIMUM ORDER QUANTITY | DELIVERY PRICE INCLUDING VAT | D1-IMPORTED RAW MATERIAL/FINISHED PRODUCT(IF APPLICABLE) | D2 - LOCAL RAW MATERIAL / FINISHED PRODUCT (IF APPLICABLE) | D3 – LABOUR | D4 – TRANSPORT | D5 –OTHER
RT287-09-002 | Scaler accessory | Ultrasonic Prophylactic Unit Accessories: 30K SLI 10 Straight ICN NO. 6520-18-178-3570 Item RT287-08-002, RT287-08-003, RT287-08-004 , RT287-08-005,RT287-08-006,RT287-08-007,RT287-08-008,RT287-08-009,RT287-08-010 RT287-08-011, RT287-08-012, RT287-08-013, RT287-08-014, RT287-08-015 and RT287-08-016,RT287-08-017,RT287-08-018, RT287-08-019 will be awarded as a series | [8 empty] | Each
RT287-09-003 | Scaler accessory | Ultrasonic Prophylactic Unit Accessories: 30K SLI 10 Right ICN NO. 6520-18-178-3573 | [8 empty] | Each
RT287-09-004 | Scaler accessory | Ultrasonic Prophylactic Unit Accessories: 30K SLI 10 Left ICN NO.6520-18-178-3594 | [8 empty] | Each
RT287-09-005 | Scaler accessory | Ultrasonic Prophylactic Unit Accessories: 30K FSI-1000 ICN NO. 6520-18-178-3605 | [8 empty] | Each
RT287-09-006 | Scaler accessory | Ultrasonic Prophylactic Unit Accessories: 30K FSI-100 ICN: 6520-18-178-3602 | [8 empty] | Each
RT287-09-007 | Scaler accessory | Ultrasonic Prophylactic Unit Accessories: 30K FSI-10 ICN NO. 6520-18-178-3597 | [8 empty] | Each
RT287-09-008 | Scaler accessory | Ultrasonic Prophylactic Unit Accessories: 30K FSI-3 ICN NO.6520-18-178-3595 | [8 empty] | Each
RT287-09-009 | Scaler accessory | Ultrasonic Prophylactic Unit Accessories: 30K TFI-10 ICN NO. 6520-18-035-5371 | [8 empty] | Each
RT287-09-010 | Scaler accessory | Ultrasonic Prophylactic Unit Accessories: 30K TFI-3 ICN NO. 18-035-5366 | [8 empty] | Each
RT287-09-011 | Scaler accessory | Ultrasonic Prophylactic Unit Accessories: 30K TFI-1000 ICN NO. 18-037-2801 | [8 empty] | Each
RT287-09-012 | Scaler accessory | Ultrasonic Prophylactic Unit Accessories: 30K Soft Tip Implant insert ICN NO. 6520-18-187-0917 | [8 empty] | Each
RT287-09-013 | Scaler accessory | Ultrasonic Prophylactic Unit Accessories: 30K Soft Tip Implant disposable tips | [8 empty] | Each
RT287-09-014 | Scaler accessory | Ultrasonic Prophylactic Unit Accessories: 30K Implant Tip tool (wrench), Each. | [8 empty] | Each
RT287-09-015 | Scaler accessory | Ultrasonic Prophylactic Unit Accessories: 30K CTI-10 Straight THINsert, Each. | [8 empty] | Each
RT287-09-016 | Scaler accessory | Ultrasonic Prophylactic Unit Accessories: Cavitron Jet Fresh Powder mint, Item RT287-03-057ME to RT287-03-070ME and RT287-03-081 to ME to RT287-03-084ME will be awarded as a series Pack of 6 | [8 empty] | pack
RT287-09-017 | Scaler accessory | Ultrasonic Prophylactic Unit Accessories: 30K Prophy insert Each | [8 empty] | Each
RT287-09-018 | Scaler accessory | Ultrasonic Prophylactic Unit Accessories: Cavitron Insert o-ring replacement Kit Green Pack of 12 pieces | [8 empty] | pack
RT287-09-019 | Scaler accessory | Ultrasonic Prophylactic Unit Accessories: Cavitron Insert o-ring replacement Kit Black Pack of 12 pieces | [8 empty] | pack

## Series 23
ITEM NUMBER | ITEM CATEGORY | ITEM DESCRIPTION | BIDDER NAME | NAME OF MANUFACTURER | COUNTRY OF ORIGIN | BRAND NAME | PRODUCT CODE | DOES THE OFFER CONFORMS WITH SPECIFICATION ? YES/NO | IMPORT COMPONENT OF PRICE AS % | LEAD TIME (DAYS) | UNIT OF MEASURE | NO. OF OFFERS | MINIMUM ORDER QUANTITY | DELIVERY PRICE INCLUDING VAT | D1-IMPORTED RAW MATERIAL/FINISHED PRODUCT(IF APPLICABLE) | D2 - LOCAL RAW MATERIAL / FINISHED PRODUCT (IF APPLICABLE) | D3 – LABOUR | D4 – TRANSPORT | D5 –OTHER
RT287-06-055 | Periodontics | Handle, Dental: Implant No 4 Round, Stainless Steel, Serated Handle double ended to accommodate Teflon/plasteel tips for working on titanium surfaces (implant) Packaging : Set Note: Item to be a series with item number RT287-03-053 A and RT287-03-053 B and RT287-03-053 C DOQ : Set | [8 empty] | Each
RT287-06-055A | Periodontics | Curette Point, Periodontal: Implant, Teflon/Plasteel Tips, Gracey Mini, Points 5/6 Packaging : PairNote: Item to be compatable with item number RT287-03-053 DOQ : PR | [8 empty] | pair
RT287-06-055B | Periodontics | Scaler Point, Periodontal: Implant, Teflon/Plasteel Tips,Columbia, Points 4L/4R Packaging : PairNote: Item to be compatable with item number RT287-03-053 DOQ : PR | [8 empty] | pair
RT287-06-055C | Periodontics | Scaler Point, Dental: Implant, Teflon/ Plasteel Tips, Points H6/H7 Packaging : Pair Note: Item to be compatable with item number RT287-03-053 DOQ : PR | [8 empty] | pair

## Series 24
ITEM NUMBER | ITEM CATEGORY | ITEM DESCRIPTION | BIDDER NAME | NAME OF MANUFACTURER | COUNTRY OF ORIGIN | BRAND NAME | PRODUCT CODE | DOES THE OFFER CONFORMS WITH SPECIFICATION ? YES/NO | IMPORT COMPONENT OF PRICE AS % | LEAD TIME (DAYS) | UNIT OF MEASURE | NO. OF OFFERS | MINIMUM ORDER QUANTITY | DELIVERY PRICE INCLUDING VAT | D1-IMPORTED RAW MATERIAL/FINISHED PRODUCT(IF APPLICABLE) | D2 - LOCAL RAW MATERIAL / FINISHED PRODUCT (IF APPLICABLE) | D3 – LABOUR | D4 – TRANSPORT | D5 –OTHER
RT287-02-021 | Diagnostic | Handle, Dental Instrument Point: Silicone, Blue Flexi change Packaging : EachNote: Item will be awarded as a series from item RT287-01-021 to RT287- 01-037 ICN : 6520-18-184-9401 DOQ : EA | [8 empty] | Each
RT287-02-022 | Diagnostic | Handle, Dental Instrument Point: Silicone, Green Flexi change Packaging : EachNote: Item will be awarded as a series from item RT287-01-021 to RT287- 01-037 ICN : 6520-18-188-9925 DOQ : EA | [8 empty] | Each
RT287-02-023 | Diagnostic | Handle, Dental Instrument Point: Silicone, Orange Flexi change Packaging : EachNote: Item will be awarded as a series from item RT287-01-021 to RT287- 01-037 ICN : 6520-18-188-9927 DOQ : EA | [8 empty] | Each
RT287-02-024 | Diagnostic | Handle, Dental Instrument Point: Silicone, Lilac Flexi change Packaging : EachNote: Item will be awarded as a series from item RT287-01-021 to RT287- 01-037 ICN : 6520-18-184-9403 DOQ : EA | [8 empty] | Each
RT287-02-025 | Diagnostic | Handle, Dental Instrument Point: Silicone, Yellow Flexi change Packaging : EachNote: Item to be a series from item RT287-01-021 to RT287- 01-037 ICN : 6520-18-189-3086 DOQ : EA | [8 empty] | Each
RT287-02-026 | Diagnostic | Handle, Dental Instrument Point: Silicone, Pink Flexi change Packaging : EachNote: Item to be a series from item RT287-01-021 to RT287- 01-037 ICN : 6520-18-184-9404 DOQ : EA | [8 empty] | Each
RT287-02-027 | Diagnostic | Handle, Dental Instrument Point: Silicone, Tan Flexi change Packaging : EachNote: Item to be a series from item RT287-01-021 to RT287- 01-037 ICN : 6520-18-189-3180 DOQ : EA | [8 empty] | Each
RT287-02-028 | Diagnostic | Handle, Dental Instrument Point: Silicone, Rust Flexi change Packaging : EachNote: Item to be a series from item RT287-01-021 to RT287- 01-037 ICN : 6520-18-189-3082 DOQ : EA | [8 empty] | Each
RT287-02-029 | Diagnostic | Handle, Dental Instrument Point: Silicone, Black Flexi change Packaging : EachNote: Item to be a series from item RT287-01-021 to RT287- 01-037 ICN : 6520-18-189-3083 DOQ : EA | [8 empty] | Each
RT287-02-030 | Diagnostic | Handle, Dental Instrument Point: Silicone, Dark Grey Flexi change Packaging : EachNote: Item to be a series from item RT287-01-021 to RT287- 01-037 ICN : 6520-18-189-3085 DOQ : EA | [8 empty] | Each
RT287-02-031 | Diagnostic | Handle, Dental Instrument Point: Silicone, Light Grey Flexi change Packaging : EachNote: Item to be a series from item RT287-01-021 to RT287- 01-037 ICN : 6520-18-189-3077 DOQ : EA | [8 empty] | Each
RT287-02-032 | Diagnostic | Handle, Dental Instrument Point: Silicone, Navy Blue Flexi change Packaging : EachNote: Item to be a series from item RT287-01-021 to RT287- 01-037 ICN : 6520-18- 189-3080 DOQ : EA | [8 empty] | Each
RT287-02-033 | Diagnostic | Handle, Dental Instrument Point: Accessory, Silicone Instrument Spanner, ( 1x pair) Flexi change Packaging : EachNote: Item to be a series from item RT287-01-021 to RT287- 01-037 ICN : 6520-18-184-9463 DOQ : EA | [8 empty] | Each
RT287-02-034 | Diagnostic | Silicone handle, Dental Instrument Point: Accessory, Handle Bar Only Flexi change Packaging : EachNote: Item to be a series from item RT287-01-021 to RT287- 01-037 ICN : 6520-RT-287-0014 DOQ : EA | [8 empty] | Each
RT287-02-035 | Diagnostic | Handle, Dental Instrument Point: Accessory, Silicone Instrument; Pin Point B Flexi change Packaging : EachNote: Item to be a series from item RT287-01-021 to RT287- 01-037 ICN : 6520-18-188-9953 DOQ : EA | [8 empty] | Each
RT287-02-036 | Diagnostic | Handle, Dental Instrument Point: Accessory, Silicone Instrument; Mirror Adaptor, Point A Flexi change Packaging : EachNote: Item to be a series from item RT287-01-021 to RT287- 01-037 ICN : 6520-18-184-9464 DOQ : EA | [8 empty] | Each
RT287-02-037 | Diagnostic | Handle, Dental Instrument Point: Accessory, Washer, For Silicone Instrument Flexi change Packaging : Pack of 50 PiecesNote: Item to be a series from item RT287-01-021 to RT287- 01-037 ICN : 6520-18-184-9465 DOQ : PK | [8 empty] | pack