## RT296-01-2023
Item Number | Item Category | Item Description | Name of the Bidder | Name of the Manufacturer | Brand Name | Product Code Number | Unit of measure (UOM) | No. of items per box | No. of Offers | Test Report/ Technical Specification | Minimum Order Quantity | Delivery Price Inclusive of VAT |  |  | D1 – Imported Raw Material/Finished Product (If Applicable) | D2 - Local Raw Material / Finished Product (If Applicable) | D3 – Labour | D4 – Transport | D5 – Other | D6 – OTHER
RT296/1-01-001 | 3D Printing Resin | Resin, dental, for 3d printing denture base with printer compatibility of 385nm and 405nm, 1 litre, base, pink
RT296/1-01-002 | 3D Printing Resin | Resin, dental, for printing models with printer compatibility of 385nm and 405nm, 1l, model, almond colour
RT296/1-01-003 | 3D Printing Resin | Resin, dental, for 3D printing biteplates and stents, with printer compatibility of 385nm and 405nm, 1kg, clear
RT296/1-01-004 | 3D Printing Resin | Resin, dental, for printing structures for investing dental components for casting, with printer compatibility of 385nm and 405nm, 1kg, cast, green
RT296/1-01-005 | 3D Printing Resin | Resin, dental, for printing structures for investing dental components for casting, with printer compatibility of 385nm and 405nm, 1kg, cast, white
RT296/1-01-006 | 3D Printing Resin | Resin, dental, for 3D print indirect bonding trays, with printer compatibilty of 385nm, 1l tray, max build, clear
RT296/1-02-001 | Acrylic Resin | Resin, acrylic, dental: Occlusion Registration, Powder and Liquid Set, Self curing Set - 1 Bottle Powder 60g, 1 Bottle Liquid 60g, Lubricant
RT296/1-02-002 | Acrylic Resin | Resin, acrylic, dental: Denture Base, Veined, High Impact, Heat Curing, Powder and Liquid Set Set - 454 g Powder, 240 ml Liquid
RT296/1-02-003 | Acrylic Resin | Denture material lab; For use with Vertex system: Polyamide, microcrystalline, Cartridges in assorted shades 25 mm EA
RT296/1-02-004 | Acrylic Resin | Denture material lab; For use with Vertex system: Monomer based Methyl Methacrylate (CH2=C9CH3)C00CH3 1 bottle of 5 litres
RT296/1-02-005 | Acrylic Resin | Denture material lab; For use with Vertex system: Polymer 1 X10KG Bucket
RT296/1-02-006 | Acrylic Resin | Denture material lab; For use with Vertex system: Bonding of Acrylic to polyamides. 1 X 30ml bottle
RT296/1-03-001 | Applicator Tips | Tip, dental material dispenser: Orange Delivery Tips with pistons for use with tricured material 1 Bag 50 pieces
RT296/1-03-002 | Applicator Tips | Tip, applicator microbrush brush, dental: regular tips, 1 container 100 pieces
RT296/1-03-003 | Applicator Tips | Tip, applicator microbrush brush, dental: regular tips, 1 container 400 pieces
RT296/1-03-004 | Applicator Tips | Tip, applicator brush, dental: applicator brushes to fit application handle 1 pack 60 pieces
RT296/1-04-001 | Bonding Agents | Resin. restorative, dental: conditioner, refill for use with compomers fillings and sealants 1 Bottle, 4,5 ml
RT296/1-04-002 | Bonding Agents | Primer, cement resin, orthodontic: Adhesive, moisture tolerant. 1 x 6ml
RT296/1-04-003 | Bonding Agents | Primer, cement resin, orthodontic: Adhesive. 1 x 6ml
RT296/1-04-004 | Bonding Agents | Cement, resin, orthodontic: Band adhesive, light cure with colour kit. 5 x syringe, 2 x 25 disposable tips
RT296/1-04-005 | Bonding Agents | Adhesive, Primer, Dental: Orthodontic, Light Cure adhesive,6ml bottle, XT Light Cure Adhesive Primer
RT296/1-04-006 | Bonding Agents | Resin, restorative, dental: adhesive system refill, adhesive 1 bottle adhesive 8 ml
RT296/1-04-007 | Bonding Agents | Resin, restorative, dental: adhesive system refill, primer 1 bottle primer 8 ml
RT296/1-04-008 | Bonding Agents | Resin, restorative, dental: adhesive system refill, ceramic primer 1 bottle primer 5 ml
RT296/1-05-001 | Burs | Bur, clinical dental, finishing: ISO No. 310 204 237 071 014, Steel, RA Std, Pear, Fine Cut, Dia 1,4 mm 1 pack 6 pieces
RT296/1-05-002 | Burs | Bur, clinical dental, finishing: ISO No. 310 204 237 071 016, Steel, RA Std, Pear, Fine Cut, Dia 1,6 mm 1 pack 6 pieces
RT296/1-05-003 | Burs | Bur, clinical dental, finishing: ISO No. 310 204 237 071 023, Steel, RA Std, Pear, Fine Cut, Dia 2,3 mm 1 pack 6 pieces
RT296/1-05-004 | Burs | Bur, clinical dental, finishing: ISO No. 310 204 243 071 023, Steel, RA Std, Flame (6,3 mm) Fine Cut, Dia 2,3 mm 1 pack 6 pieces
RT296/1-05-005 | Burs | Bur, clinical dental, finishing: ISO No. 310 204 243 071 023, Steel, RA Std, Flame (6,3 mm) Fine Cut, Dia 2,3 mm 1 pack 6 pieces
RT296/1-05-006 | Burs | Mandrel, clinical dental handpiece: ISO No. 311 204 615 421, Steel RP, RA Std, Moore`s Each
RT296/1-05-007 | Burs | Mandrel, clinical dental handpiece: Steel, Stainless, RA Std, Pop-On, Low Profile Each
RT296/1-05-008 | Burs | Bur, dental, excavating: ISO No. 500 204 171 006 009, Tungsten Carbide, RA Std, Tapered Flat (5,2 mm), Plain Cut, Dia 0,9 mm Each
RT296/1-05-009 | Burs | Bur, dental, excavating: ISO No. 500 314 010 001 012, Tungsten Carbide, FG Std, Inv Cone, Plain Cut, Dia 1,2 mm Each
RT296/1-05-010 | Burs | Bur, dental, excavating: ISO No. 500 314 168 006 021, Tungsten Carbide, FG Std, Tapered Flat (4,8 mm), Plain Cut, Dia 2,1 mm Each
RT296/1-05-011 | Burs | Bur, dental, excavating: Tungsten Carbide, FG Std, Cylinder Round, Trans metal for cutting Metals, Dia 1,2 mm Each
RT296/1-05-012 | Burs | Bur, dental, excavating: Tungsten Carbide, FG Std, Pear, Trans metal for cutting Metals, Dia 1,0 mm Each
RT296/1-05-013 | Burs | Bur, dental, excavating: ISO No. 500 104 547 211 070, Tungsten Carbide, HP Std, Pin-Hole Cutter (3,3 mm), Plain Cut, Dia 7,0mm Each
RT296/1-05-014 | Burs | Bur, dental, excavating: Diamond, FG Std, ST.11, Crown Cut TM Each
RT296/1-05-015 | Burs | Bur, dental, excavating: Diamond, FG Std, ST.8, Crown Cut TM Each
RT296/1-05-016 | Burs | Bur, dental, excavating: ISO No. 806 104 173 524 016, Diamond, HP Std, Tapered Flat (10,0 mm), Med Grit, Dia 1,6 mm Each
RT296/1-05-017 | Burs | Bur, dental, excavating: ISO No. 806 104 198 524 033, Diamond, HP Std, Tapered Round (9,0 mm), Med Grit, Dia 3,3 mm Each
RT296/1-05-018 | Burs | Bur, dental, excavating: ISO No. 806 104 225 524 023, Diamond, HP Std, Inv Tapered (6,0 mm), Med Grit, Dia 2,3 mm Each
RT296/1-05-019 | Burs | Bur, dental, excavating: ISO No. 806 104 249 524 018, Diamond, HP Std, Flame (8,0 mm), Med Grit, Dia 1,8 mm Each
RT296/1-05-020 | Burs | Bur, dental, excavating: ISO No. 806 314 198 544 027, Diamond, FG Std, Tapered Round (8,0 mm), Super-Coarse Grit, Dia 2,7mm Each
RT296/1-05-021 | Burs | Bur, Dental: ISO 808 314 165 534 018, Diamond, FG Needle
RT296/1-05-022 | Burs | Bur denture trimming: Student Laboratory kit, consisting of one HP Standard mandrel, one diamond disc and two HP Standard tungsten carbide cutters as follow: ISO No.330 104 604 391 050, Stainless Steel, HP Std, Screw type Mandrel reinforced, Dia 5.0 mm ISO No 806 104 335 524 220, Diamond, HP Std Mandrel mounted, both Sides Coated Perforated (0,3 mm), Std Grit, Dia 22 mm ISO No.500 104 194 194 040, Tungsten Carbide, HP Std, Tapered (14 mm), Cut 26 Titanium toothing coarse, Dia 4,0 mm ISO No.500 104 001 001 023, Tungsten Carbide, HP Std, Round, for contouring fissures, Dia 2.3 mm
RT296/1-05-023 | Burs | Polisher, dental composite, ISO 685 204 243 524 030, white universal polisher for all resin based materials
RT296/1-05-024 | Burs | Bur dental prosthodontic kit consisting of bur block complete consisting of the following Burs : 1. Diamond FG Round ended straight fissure 1,2 mm Dia ISO 806 314 141 5364 014 2. Diamond FG Round ended Straight fissure 1,4 mm Dia ISO 806 314 534 140 014 3. Diamond FG Chamfer 1,2mm Dia ISO 806 314 289 534 012 4. Diamond FG Chamfer 1,4 mm Dia ISO 806 314 289 534 014 5. Diamond FG Chamfer short shank 1,2mm Dia ISO 806 313 289 534 012 6. Diamond FG Tapered Fissure ISO 806 314 198 534 014 7. Diamond FG Flame coarse ISO 806 314 273 514 010 8. Diamond FG Rugby ball fine ISO 806 314 277 574 023 9. Diamond FG Rugby ball. Coarse ISO 806 314 277 534 023 10.Tungstan Carbide FG end cutting 1,2mm ISO 500 314 150 001 012 11. Tungsten Carbide FG Finishing bur 1,2 mm ISO 500 314 289 072 012 12. Tungsten Carbide FG finishing bur straight 1,2mm Dia ISO 500 314 158 072 012 13. Tungsten Carbide FG finishing bur tapered fissure 1,2mm Dia ISO 500 314 194 006 012 14. Tungsten Carbide FG finishing bur straight 1,2mm Dia ISO 500 314 150 001 012 15. Tungsten Carbide FG finishing bur round 1,8 mm daia ISO 500 314 001 003 012 16. Tungsten Carbide FC metal cutting bur 1.2 Dia ISO 500 314 139 008 17. Polisher Brownie FG for smoothing gold amalgam and composite OSO 653 314 243 513 030 18. Polisher Greenie FG High lustre polishing on gold , amalgam and composite ISO 500 314 289 072 012) 19: Polisher Diamond RA polishing porcelain and metal without paste (ISO803 204 030 514 060) 20. Polisher RA Reducing and smoothing porcelain (ISO 803 204 234 514 040) 21. Polisher Diamond RA pre-polishing and smoothing porcelain and metal (ISO 803 204 243 524 040) 22. Polisher RA Fine finish on Porcelain (ISO 803 204 243 532 040) 23. Polisher RA diamond for reducing and trimming of porcelain and metal (ISO 803 204 243 534 040) 24. Polisher RA diamond for reducing and trimming porcelain and metals (ISO 803 204 243 534 040) 25. Trimmer HP with diamond reducing porcelain (ISO 805 104 042 534 150) 26. Mandrel RA for abrasive disc (ISO 330 204 406 391 050) 27. Polisher, dental RA Cotton mop ,polishing paste carrier (ISO 050 204 373 000 220 0
RT296/1-05-025 | Burs | Paediatric & restorative student kit consisting of the following items: 1 . FG Straight Fissure ISO 500 314 107 006 010 . 2. FG Straight Fissure ISO 500 314 107 006 014. 3. RA Straight Fissure ISO 500 204 107 006 010. 4. RA Straight Fissure ISO 500 204 107 006 014. 5. RA Straight Fissure round tip T/C ISO 500 314 137 006 010. 6. RA Straight Fissure round tip T/C ISO 500 314 137 006 012. 7. FG Straight Fissure round tip Diamond - fine ISO 806 314 158 514 010. 8. FG Straight Fissure round tip Diamond - medium ISO 806 314 158 524 014;. 9. RA Inverted cone T/C ISO 500 204 010 001 012. 10. RA Round T/C ISO 500 204 001 001 012. 11. RA Round T/C ISO 500 204 001 001 016. 12. RA Round high cutting T/C ISO 500 204 001 003 016. 13. FG Round T/C ISO 500 314 001 001 012. 14. FG Round T/C ISO 500 314 001 001 016. 15. FG Truncated conical Diamond - medium ISO 806 314 168 524 010. 16. FG Bud Diamond - fine ISO 806 314 277 514 016. 17. FG conical, slender, pointed Diamond - fine ISO 806 314 165 514 014. 18.RA Snap-on mandrel ISO. ISO 311 204 615 421 19.RA Inverted cone hollow polisher Medium ISO 652 204 030 513 060. 20. RA Flame polisher Medium ISO 652 204 297 513 030. 21. RA Inverted cone hollow polisher Fine ISO 652 204 030 503 090. 22. RA Flame polisher Fine ISO 652 204 030 503 030 23 RA Arkansas round Extra fine 030 ISO 635 204 001 523 601 24. RA Arkansas slender bud Extra fine 025 ISO 635 204 257 505 025 25. RA Round polishing bur ISO 500 204 001 001 012 26. RA Round polishing bur T/C ISO SO 500 204 001 001 016 . 27. RA Flame shaped T/C ISO 310 204 243 071 014 28 RA Junior cup brush ISO 29 RA Rubber cup ISO 30. FG Fissurotomy bur ISO 500 314 194 006 012. 31.FG Fissurotomy bur ISO ISO 500 314 194 006 0162. 32. FG Diamond Egg shaped fine ISO 806 314 277 514 018. 33. FG Diamond Egg shaped extra fine ISO 806 314 277 504 023. 34. FG Diamond cylindrical end pointed fine ISO 806 314 249514 010 .i . 35. FG Diamond cylindrical end pointed extra fine ISO 806 314 249 504 010 .i . 36. Bur stand (autoclavable) and label .i .
RT296/1-05-026 | Burs | Bur dental excavating, Diamond, FG, short parallel Edge shoulder , Rounded edge shape , Normal Size 010 ISO 806 314 157 524 010
RT296/1-05-027 | Burs | Bur, dental surgery,ISO 500 314 415 296 010 Tungsten Carbide, RA Bone Cutter for leaf implants size 035
RT296/1-05-028 | Burs | Bur, dental surgery, Tungsten Carbide, RA Bone Cutter for size 014
RT296/1-05-029 | Burs | Bur, dental surgery, Tungsten Carbide, RA Bone Cutter for size 014
RT296/1-05-030 | Burs | Bur, dental surgery,ISO 500 104 210 295 016, Tungsten Carbide, FG Bone Cutter size 016
RT296/1-05-031 | Burs | Bur, dental surgery, Diamond , HP Bone Cutter diamond round size 018
RT296/1-05-032 | Burs | Bur, dental surgery, Diamond , RA Bone Cutter diamond round size 023
RT296/1-05-033 | Burs | Bur, dental surgery, diamond , RA Bone Cutter diamond for apicectomy and root separation 012
RT296/1-05-034 | Burs | Bur, dental surgery, stainless steel, HP Trepan Bur for exploration size 032 .
RT296/1-05-035 | Burs | Bur, dental surgery ,stainless steel, HP Trepan Bur for exploration size 040
RT296/1-05-036 | Burs | Bur, dental surgery, stainless steel, HP Trepan Bur for exploration size 050
RT296/1-05-037 | Burs | Bur, dental surgery, stainless steel, HP Trepan Bur for exploration size 060
RT296/1-05-038 | Burs | Bur, dental surgery, stainless steel, RA Centring Bur, Bur for Centring for creating guide groove size 060
RT296/1-05-039 | Burs | Bur, dental surgery, stainless steel, HP Bone chip extractor Bur for extracting bone chips 060
RT296/1-05-040 | Burs | Bur, dental surgery, ceramic, HP Universal pilot drill size 20
RT296/1-05-041 | Burs | Bur, dental surgery, Ceramic, HP Universal pilot drill size 20
RT296/1-05-042 | Burs | Bur, dental, excavating: Tungsten carbide , disposable articulation procedure articulators, plain cut coarse, 10mm head size round.
RT296/1-05-043 | Burs | Bur, dental, excavating: Tungsten carbide, disposable articulation procedure articulators, plain cut coarse, 8mm head size round ICN: 18-095-6528 EA
RT296/1-05-044 | Burs | HP Tungsten Carbide Bur Cross Cut Tapered Lon (is it a pack or each)
RT296/1-05-045 | Burs | Bur dental, cavity access set, 2 carbide round burs (ISO 010 and 014), 1 diamond round bur (ISO 016), 1 trans metal bur, 1 diamond conical bur, 1 X-Gates bur
RT296/1-05-046 | Burs | Bur dental, cavity access refill pack, 2 carbide round burs (ISO 010 and 014), 1 diamond round bur (ISO 016), 1 transdermal bur, 1 diamond conical bur, 1 X-Gates bur
RT296/1-05-047 | Burs | Polisher, dental: Disc, Plastic Backed, Brass Centre to fit Pop-On Mandrel, Coarse Grit, Regular Thickness, Dia 12,7mm (1/2 inch) 1 Box 85 Pieces
RT296/1-05-048 | Burs | Polisher, dental: Disc, Plastic Backed, Brass Centre to fit Pop-on Mandrel, Superfine Grit, Regular Thickness, Dia 12,7 mm (1/2 inch) 1 Box 85 Pieces
RT296/1-05-049 | Burs | Polisher, dental: Disc, Plastic Backed, Brass Centre to fit Pop-On Mandrel, Coarse Grit, Extra Thin Thickness, Dia 3/8 inch 1 Box 85 Pieces
RT296/1-05-050 | Burs | Bur, dental, excavating: ISO No. 806 314 001 524 012, Diamond, FG Std, Round, Med Grit, Dia 1,2 mm Each
RT296/1-05-051 | Burs | Bur, dental, excavating: ISO No. 806 314 010 524 010, Diamond, FG Std, Inv Cone, Med Grit, Dia 1,0 mm Each
RT296/1-05-052 | Burs | Bur, dental, excavating: ISO No. 806 314 038 524 033, Diamond, FG Std, Double Cone (4,2 mm), Med Grit, Dia 3,3 mm Each
RT296/1-05-053 | Burs | Bur, dental, excavating: latch grip for caries removal 0.22 Each
RT296/1-05-054 | Burs | Bur, dental, excavating: latch grip for caries removal 0.24
RT296/1-05-055 | Burs | Bur, dental, excavating: latch grip for caries removal 0.26
RT296/1-06-001 | Cement | Resin, Dental Cement, dental: Dual Cure, Dental Crowns, Shade A1, Adhesive 1x1.5ml Bottle, cement 1x8.5g syringe, Etchant 1x3ml syringe,25xdispensing tips,50xmicrobrushes, 10x regular mixing tips, 5x wide mixing tips,5xintra oral tips
RT296/1-06-002 | Cement | Resin, Dental Cement, dental: Dual Cure, Dental Crowns, Shade A2, Adhesive 1x1.5ml Bottle, cement 1x8.5g syringe, Etchant 1x3ml syringe,25x dispensing tips,50*micro brushes, 10x regular mixing tips, 5xwide mixing tips,5x intra oral tips
RT296/1-06-003 | Cement | Resin, Dental Cement, dental: Dual Cure, Dental Crowns, Shade Translucent, Adhesive 1x1.5ml Bottle, cement 1x8.5g syringe, Etchant 1x3ml syringe,25x dispensing tips,50xmicrobrushes, 10x regular mixing tips, 5x wide mixing tips,5x intra oral tips.
RT296/1-06-004 | Cement | Resin, Dental Cement, dental: Dual Cure, Dental Crowns, Shade A1, Refill, 1x8.5g syringe
RT296/1-06-005 | Cement | Resin, Dental Cement, dental: Dual Cure, Dental Crowns, Shade A2, Refill, 1x8.5g syringe
RT296/1-06-006 | Cement | Cement, Dual Cure, Resin,Dental:Dental Crowns, Shade A2,Cement 5ml*1 syringe,1*5ml bottle Bon, 1*5ml Primer, Auto mix Tips *20, , Disposable Applicators
RT296/1-06-007 | Cement | Cement, Dual Cure, Resin,Dental:Dental Crowns, Shade A1,Cement 5ml*1 syringe,1*5ml bottle Bon, 1*5ml Primer, Auto mix Tips *20, Disposable Applicators-CEM
RT296/1-06-008 | Cement | Cement, Dual Cure, Resin,Dental:Dental Crowns, Shade Translucent, Cement 5ml*1 syringe,1*5ml bottle Bon, 1*5ml Primer, Auto mix Tips *20, Disposable Applicators
RT296/1-06-009 | Cement | Cement, zinc oxide and eugenol, dental intermediate restorative, polymer reinforcement. colour ivory , powder and liquid set, Set- 1 bottle powder 38 g, 1 bottle liquid 14 ml, 1 dispenser, 1 scoop
RT296/1-06-010 | Cement | Cement, zinc oxide and eugenol, dental lining/temporary restorative, powder and liquid , set, high compressive strength, Set- 1 bottle powder 40 g, 1 bottle liquid 15 ml
RT296/1-06-011 | Cement | Cement, zinc oxide and eugenol, dental lining/temporary restorative, powder and liquid , set, high compressive strength, 1 bottle powder 40 g
RT296/1-06-012 | Cement | Cement, zinc oxide and eugenol, dental lining/temporary restorative, powder and liquid , set, high compressive strength, 1 bottle liquid 15 ml
RT296/1-06-013 | Cement | Cement, zinc oxide and eugenol, dental: temporary cement, set Set- 1 tube base 50 g, 1 tube accelerator 50 g
RT296/1-06-014 | Cement | Cement, resin, orthodontic: Light cure adhesive lit in capsules. 25 x 0.2g capsules, 1 x 6ml primer, 1 x dispensing gun
RT296/1-06-015 | Cement | Cement, resin, orthodontic: Light cure adhesive in capsules. 25 x 0.2g capsules
RT296/1-06-016 | Cement | Cement, resin, orthodontic: Band adhesive, disposable tips. 25 x Disposable tips
RT296/1-06-017 | Cement | Cement glass ionomer orthodontic: Band cement, dual cure, blue Tint set. 1 x 35g powder, 1 x 25g liquid, 1 x dispensing spoon, 2 x mixing pads
RT296/1-06-018 | Cement | Cement glass ionomer orthodontic: Band cement, dual cure, blue Tint powder. 1 x 35g powder
RT296/1-06-019 | Cement | Cement glass ionomer orthodontic: Band cement, dual cure, blue Tint liquid. 1 x 25g liquid
RT296/1-06-020 | Cement | Cement, resin, dental: self-adhesive universal resin cement: refill; 50 capsules; shade: Translucent
RT296/1-06-021 | Cement | Cement, resin, dental: self-adhesive universal resin cement: refill; 50 capsules; shade: A3 Opaque
RT296/1-06-022 | Cement | Cement, resin, dental: self-adhesive universal resin cement: refill; 50 capsules; shade: A2 Universal
RT296/1-06-023 | Cement | Cement, resin, dental: self-adhesive universal resin cement: refill; 50capsules; shade: A1
RT296/1-06-024 | Cement | Cement, resin, dental: self-adhesive universal resin cement: refill; 50 capsules; shade: White Opaque
RT296/1-06-025 | Cement | Cement, resin, dental: self-adhesive universal resin cement: refill; 1 x Aplicap Applier
RT296/1-06-026 | Cement | Cement, resin, dental: self-adhesive universal resin cement: refill; 1 x Aplicap Activator
RT296/1-06-027 | Cement | 1 x Aplicap Activator and 1 x Aplicap Applier supplied as set
RT296/1-06-028 | Cement | Cement, resin, orthodontic: Light cure adhesive syringe kit with 2 X 4g syringes, 6ml primer, 1 X brush holder and brush tips.
RT296/1-06-029 | Cement | Cement, resin, orthodontic: Light cure adhesive syringe refill , pack of 4 X 4g Syringes .
RT296/1-06-030 | Cement | Cement, resin, orthodontic: Light cure adhesive light cure in capsules. 25 x 0.2g capsules, 1 x 6ml primer and 1 x dispensing gun Light cure specifically designed for bonding lingual retainer.
RT296/1-06-031 | Cement | Cement, resin, orthodontic: Light cure adhesive light cure in capsules 25 x 0.2g capsules Light cure specifically designed for bonding lingual retainer.
RT296/1-06-032 | Cement | Cement resin dental silicone filler Cement resin, dental, final cement two paste system (composed of BIS-GMA and TEGMDA and zirconia/ silicone filler), Refill A1"equal or better,
RT296/1-06-033 | Cement | Cement resin dental , dental, final cement two paste system (composed of BIS - GMA and TEGMDA and Zirconia / Silica Filler) Refills, Auto mix A2,
RT296/1-06-034 | Cement | Cement resin dental two paste system Cement, resin, dental, final cement two paste system (composed of BIS - GMA and TEGMDA and Zirconia / Silica Filler) refills, Refill A3O Opaque, A3
RT296/1-06-035 | Cement | Universal dual-cure resin cement for virtually all adhesive and self-adhesive indications. Kit containing 1 - 3.4g syringe shade TR (Translucent) 15 - Universal Micro Mixing Tips 5 - Elongation Tips 1 - 1.5ml vial Universal Plus Adhesive 1- 3ml Universal Etchant 25 - blue etchant tips 50 - orange microbrushes
RT296/1-06-036 | Cement | Cement, composite, dental: light cure composite cement for veneers; Introductory kit consisting of 5 x try-In Paste (Translucent, White-Opaque, A1 Light-yellow, A3 Opaque/Yellow Opaque, A5 Dark and B0.5 White) of 2 g each; 5 Cement syringes (Translucent, White-Opaque, A1 Light-yellow, A3 Opaque/Yellow Opaque, A5 Dark and B0.5 White) of 3 g each; 1 Syringe etchant of 3 ml; 1 bottle Ceramic Primer of 5 ml ; 1 x Adhesive of 6 ml
RT296/1-06-037 | Cement | Cement, composite, dental: light cure composite cement for veneers; Refill; 1 x Cement syringe of 3 g, Shade: Light Yellow
RT296/1-06-038 | Cement | Cement, composite, dental: light cure composite cement for veneers; Refill; 1 x Cement syringe of 3 g, Shade: opaque/Yellow opaque
RT296/1-06-039 | Cement | Cement, composite, dental: light cure composite cement for veneers; Refill; 1 x Cement syringe of 3 g, Shade: White
RT296/1-06-040 | Cement | Cement, composite, dental: light cure composite cement for veneers; Refill; 1 x Try-In Paste; Shade: Light Yellow
RT296/1-06-041 | Cement | Cement, composite, dental: light cure composite cement for veneers; Refill; 1 x Try-In Paste; Shade: Opaque/Yellow opaque
RT296/1-06-042 | Cement | Cement, composite, dental: light cure composite cement for veneers; Refill; 1 x Try-In Paste; Shade: White
RT296/1-06-043 | Cement | Cement,Resin,dental:orthodontic,light cure adhesive, Kit- 2*4g syringes,6ml Primer,1 Brush holder,60 brush inserts
RT296/1-06-044 | Cement | Cement,Resin,dental:orthodontic,light cure resin Refill Pack- 4*4g syringes.
RT296/1-06-045 | Cement | Cement, universal resin, dental: Dual cured self adhesive cement in clicker / dispenser system. 1 dispenser system, 11 gram shade translucent, 1 mixing pad
RT296/1-06-046 | Cement | Cement, universal resin, dental: Dual cured self adhesive cement in clicker / dispenser system: 1 dispenser system, 11 gram shade A2 Universal, 1 mixing pad
RT296/1-06-047 | Cement | Cement, resin, dental: Dual cured self adhesive cement in clicker / dispenser system, universal: 1 dispenser system, 11 gram shade A3 Opaque, 1 mixing pad
RT296/1-06-048 | Cement | Cement, resin, dental: final cement, two paste system
RT296/1-06-049 | Cement | Cement, resin, dental: final cement two paste system (composed of BIS-GMA and TEGMDA and zirconia\silicone filler) refills
RT296/1-06-050 | Cement | Cement,resin,dental:Final cement two paste system (Composed of BIS - GMA and TEGMDA and Zirconia / Silica Filler) Refills
RT296/1-06-051 | Cement | Cement, resin, dental: aesthetic resin cement with minimum of 4 shades complete kit, Kit I (Operatory) and Kit (Try-in)
RT296/1-06-052 | Cement | Cement, resin, dental: Aesthetic resin cement refill paste, base dark, syringe, 1 syringe 2 g
RT296/1-06-053 | Cement | Cement, resin, dental: Aesthetic resin cement refill paste, catalyst high viscosity, syringe, 1 syringe 2 g
RT296/1-06-054 | Cement | Cement, resin, dental: Aesthetic resin cement refill paste, catalyst regular viscosity, syringe, 1 syringe 2 g.
RT296/1-06-055 | Cement | Cement, resin, dental: Aesthetic resin cement refill silane coupling agent, syringe and applicator needles, 1 syringe 3 ml, 25 applicator needles
RT296/1-06-056 | Cement | Cement, glass ionomer, dental: resin, luting cement: Set- 1 bottle powder 16 g, 1 bottle liquid 15 ml, 1 spoon and mixing pad
RT296/1-06-056 A | Cement | Powder, dental: glass ionomer/resin, luting cement, 1 bottle powder 16 g
RT296/1-06-056B | Cement | Liquid, dental: glass ionomer/resin, luting cement, 1 bottle liquid 15 ml
RT296/1-06-057 | Cement | Universal dual-cure resin cement for virtually all adhesive and self-adhesive indications. Kit containing 1 - 3.4g syringe shade TR (Translucent) 15 - Universal Micro Mixing Tips 5 - Elongation Tips 1 - 1.5ml Universal Plus Adhesive 1- 3ml Universal Etchant 25 - blue etchant tips 50 - orange micro brushes
RT296/1-06-057A | Cement | Universal micro tips
RT296/1-06-057B | Cement | Elongation Tips
RT296/1-06-057C | Cement | 1.5ml Universal plus adhesive
RT296/1-07-001 | Computer Aided Design - Computer Aided Manufacture (CAD-CAM) | Ceramic block dental, Lithium Disilicate high translucent, 5 pieces per box, 10 shades Packaging: Set ICN: 18-194-2890 DOQ: SE
RT296/1-07-002 | Computer Aided Design - Computer Aided Manufacture (CAD-CAM) | Ceramic block dental LT 16mm 8 shades Ceramic block, dental, zirconia disc with step, LT (low translucency monochromatic), dia 98.5mm thick 16mm, 8 shades BL1, A1, A2, A3, B1, B2, C2 & D2, 1 disc per pack,. IPS e.Max ZirCAD LT, ICN: "NEW", DOQ: EACH213350 EACH
RT296/1-07-003 | Computer Aided Design - Computer Aided Manufacture (CAD-CAM) | Ceramic block dental LT 18mm 8 shades Ceramic block, dental, zirconia disc with step, LT (low translucency monochromatic), dia 98.5mm thick 18mm, 8 shades BL1, A1, A2, A3, B1, B2, C2 & D2, 1 disc per pack,. IPS e.Max ZirCAD LT, ICN: "NEW", DOQ: EACH213351 EACH
RT296/1-07-004 | Computer Aided Design - Computer Aided Manufacture (CAD-CAM) | Ceramic block dental LT 20mm 8 shades Ceramic block, dental, zirconia disc with step, LT (low translucency monochromatic), dia 98.5mm thick 20mm, 8 shades BL1, A1, A2, A3, B1, B2, C2 & D2, 1 disc per pack,. IPS e.Max ZirCAD LT, ICN: "NEW", DOQ: EACH213352 EACH
RT296/1-07-005 | Computer Aided Design - Computer Aided Manufacture (CAD-CAM) | Block zirconia Cerec CAD Cam B45 shdA1-D2 Block, zirconia, for Cerec CAD Cam, IPS Emax ZirCAD MT multi B45, size: 45 shade A1-D2 216204 EACH
RT296/1-07-006 | Computer Aided Design - Computer Aided Manufacture (CAD-CAM) | Bridge veneered zirconia 4 unit Bridge, veneered zirconia 4 unit bridge with three retainers, fixed partial denture consisting of two or more crown retainers and a maximum of two pontics to replace missing teeth 221094 EACH
RT296/1-07-007 | Computer Aided Design - Computer Aided Manufacture (CAD-CAM) | Ceramic powder, dental for zirconia bonding: Enamel Dark 1 bottle 50g. Vita VM 9 Enamel Dark
RT296/1-07-008 | Computer Aided Design - Computer Aided Manufacture (CAD-CAM) | Ceramic powder, dental for zirconia bonding: Basic Set Packaging: Set ICN: 18-194-2901
RT296/1-07-009 | Computer Aided Design - Computer Aided Manufacture (CAD-CAM) | Ceramic powder, dental for zirconia bonding: Advanced Set Packaging: Set ICN: 18-194-2903
RT296/1-07-010 | Computer Aided Design - Computer Aided Manufacture (CAD-CAM) | Ceramic powder, dental for zirconia bonding: Dentine No. D-A1, A2, A3, A3.5, A4, B1, B2, B3, B4, C1, C2, C3, C4, D2, D3 & D4, 1 Bottle 20g Packaging: Bottle ICN: 18-194-2566
RT296/1-07-011 | Computer Aided Design - Computer Aided Manufacture (CAD-CAM) | Ceramic liquid, Dental: LiSi Modelling Liquid, 1 Bottle 50ml Packaging: Bottle ICN: 18-194-2904
RT296/1-07-012 | Computer Aided Design - Computer Aided Manufacture (CAD-CAM) | Ceramic liquid, Dental: LiSi Correction Powder, 1 Bottle 20g
RT296/1-07-013 | Computer Aided Design - Computer Aided Manufacture (CAD-CAM) | Ceramic liquid, Dental: LiSi Magic Liquid, 1 Bottle 20ml Packaging: Bottle ICN: 18-194-2906 DOQ: BT
RT296/1-07-014 | Computer Aided Design - Computer Aided Manufacture (CAD-CAM) | Ceramic block dental: IPS Emax CAD, lithium disilicate glass-ceramic, block for bridges, High Translucency (assorted shade range A1 to D2) B40; 1 Pack 3 Pieces Packaging: Pack ICN: "NEW" DOQ: PK
RT296/1-07-015 | Computer Aided Design - Computer Aided Manufacture (CAD-CAM) | Ceramic block dental: IPS Emax CAD, lithium disilicate glass-ceramic, block for bridges, High Translucency (assorted shade range A1 to D2) B40L; 1 Pack 3 Pieces Packaging: Pack ICN: "NEW" DOQ: PK | [10 empty] | Each | 1
RT296/1-07-016 | Computer Aided Design - Computer Aided Manufacture (CAD-CAM) | Block translucent zirconia 98x 14mm Block, dental, for single crown to largest bridges (reduces structure for veneering with ceramics), translucent zirconia, diameter: 98mm, height: 14mm, 1 per pack | [10 empty] | Each | 1
RT296/1-07-017 | Computer Aided Design - Computer Aided Manufacture (CAD-CAM) | Block translucent zirconia 98x 16mm Block, dental, for single crown to largest bridges (reduces structure for veneering with ceramics), translucent zirconia, diameter: 98mm, height: 16mm, 1 per pack | [10 empty] | Each | 1
RT296/1-07-018 | Computer Aided Design - Computer Aided Manufacture (CAD-CAM) | Block pre-shaded zirconia 60x40x22mm A1 Block, pre-shaded zirconia block, for all anatomical crowns, bridges, telescopes, bars and attachments, true colour technology, LxWxH = 60mm x40mm x22mm, INCORIZ TZI C MAXI M A1, available in vita shades: A1
RT296/1-07-019 | Computer Aided Design - Computer Aided Manufacture (CAD-CAM) | Block zirconia Cerec CAD Cam B45 shdA1-D2 Block, zirconia, for Cerec CAD Cam, IPS Emax ZirCAD MT multi B45, size: 45 shade A1-D2 (216204 EA)
RT296/1-07-020 | Computer Aided Design - Computer Aided Manufacture (CAD-CAM) | Bridge veneered zirconia 4 unit Bridge, veneered zirconia 4 unit bridge with three retainers, fixed partial denture consisting of two or more crown retainers and a maximum of two pontics to replace missing teeth (221094 EA)
RT296/1-07-021 | Computer Aided Design - Computer Aided Manufacture (CAD-CAM) | Cement resin dental silicone filler Cement resin, dental, final cement two paste system (composed of BIS-GMA and TEGMDA and zirconia/ silicone filler),Refill A1"equal or better,
RT296/1-07-022 | Computer Aided Design - Computer Aided Manufacture (CAD-CAM) | Cement resin dental two paste system (composed of BIS - GMA and TEGMDA and Zirconia / Silica Filler) Refills, Auto mix A2, ,
RT296/1-07-023 | Computer Aided Design - Computer Aided Manufacture (CAD-CAM) | Cement resin dental two paste system Cement, resin, dental, final cement two paste system (composed of BIS - GMA and TEGMDA and Zirconia / Silica Filler) refills, A3, Opaque
RT296/1-07-024 | Computer Aided Design - Computer Aided Manufacture (CAD-CAM) | Kit VITA CEREC assortment block dental Kit, VITA CEREC assortment block kit, dental, consisting of the following triluxe forte,cerec 2,cad temp,accessories in 3D master shade.triluxe forte 3D, master, box of 10 pcs,CEREC 2 3D, master, box of 10 pcs (119653 EA)
RT296/1-07-025 | Computer Aided Design - Computer Aided Manufacture (CAD-CAM) | Block pre-shaded zirconia 20x19x15.5mmA1 Block, pre-shaded zirconia block, for all anatomical crowns, bridges, telescopes, bars and attachments, true colour technology, LxWxH = 20mm x19mm x15.5mm, INCORIZ TZI C MONO L A1, available in vita shades: A1 (212057 EA)
RT296/1-07-026 | Computer Aided Design - Computer Aided Manufacture (CAD-CAM) | Ceramic liquid, dental: Paste, glaze paste, IPS Emax CAD Crystallisation, paste, 1 Syringe 3g
RT296/1-07-027 | Computer Aided Design - Computer Aided Manufacture (CAD-CAM) | Ceramic liquid, dental: Paste, glaze, IPS Emax CAD Crystallisation, 5 Shades 0, 1, 2, 3 & 4 and Incisal 1 & 2, 1 Syringe 3g Crystallisation Glaze Packaging: Each
RT296/1-07-028 | Computer Aided Design - Computer Aided Manufacture (CAD-CAM) | Ceramic liquid, dental: Paste, stain, IPS Emax CAD Crystallisation, 6 Assorted Colours, 1 Syringe 3g Crystallisation Stain Packaging: Each
RT296/1-07-029 | Computer Aided Design - Computer Aided Manufacture (CAD-CAM) | Ceramic liquid, dental: Paste, glaze liquid, IPS Emax CAD Crystallisation, 1 Bottle 15ml Crystallisation Glaze Liquid Packaging: Bottle
RT296/1-08-001 | Crown and bridge accessories | Porcelain repair: silane liquid, 1,2 ml syringe silane, pack of 2 syringe
RT296/1-09-001 | Dental Imaging | Film, radiographic, dental: Panorex, Size 150 x 300 mm Green Sensitive 1 Box 100 Films
RT296/1-09-002 | Dental Imaging | Film, Radiographic, Dental: Panorex, Size 127 x 305 mm, No. 5 X-Omat RP Panoramic 1 Box 100 Films
RT296/1-09-003 | Dental Imaging | Film, radiographic, dental: Cephalogram Film, 180 x 240 mm 1 Box 100 Films
RT296/1-09-004 | Dental Imaging | Film, radiographic, dental: Cephalogram Film, No. 6, 203 x 254 mm 1 Box 100 Films
RT296/1-09-005 | Dental Imaging | Film, radiographic, dental: Periapical, small, size No. 0, 22 x 35 mm, E\F Speed with easy palpable indication dot 1 Box 100 Films
RT296/1-09-006 | Dental Imaging | Film, radiographic, dental: Occlusal film, size No. 4, 57 x 76 mm, E\F Speed with easy palpable indication dot 1 Box 25 Films
RT296/1-09-007 | Dental Imaging | Developer, X-ray film processing: Dental, manual processing, solution 1L
RT296/1-09-008 | Dental Imaging | Fixer X-ray film processing: Dental, manual processing, solution 1L
RT296/1-09-009 | Dental Imaging | Developer X-ray film processing: Dental automatic ready-mix, processing solution for 28 degrees Celsius 2x 5L ready-mix
RT296/1-09-010 | Dental Imaging | Fixer x-ray film processing: Dental automatic ready-mix , processing solution for 28 degrees Celsius 2x 5L ready-mix
RT296/1-09-011 | Dental Imaging | Holder X-ray film mounting, dental: Pockets, for individual and multiple x-rays 1 box 1000 pieces
RT296/1-09-012 | Dental Imaging | Plate, dental, imaging radiographic, Size 0 , 1 Each ICN 18-187-7542
RT296/1-09-013 | Dental Imaging | Plate, dental, imaging radiographic, Size 1 , 1 Each ICN 18-187-7544
RT296/1-09-014 | Dental Imaging | Plate, dental, imaging radiographic, Size2 , 1 Each ICN 18-187-7545
RT296/1-09-015 | Dental Imaging | Plate, dental, imaging radiographic, Size 3 , 1 Each ICN 18-187-7521
RT296/1-09-016 | Dental Imaging | Plate, dental, imaging radiographic, Size 4 , 1 Each
RT296/1-09-017 | Dental Imaging | light (Black/Blue) protective sleeve
RT296/1-09-018 | Dental Imaging | Plate, dental, imaging storage, radiographic, Single Imaging Plate Storage Box ICN 18-187-7831
RT296/1-10-001 | Desensitizing Agent | Silver diamine fluoride: Silver-diamne fluoride and potassium-iodide dental desensitizers that immediately relieve tooth sensitivity with antibacterial activity and stops decay in teeth. Ability to condition dentin to preserve the tooth and increase bond strenght of glass-ionemer dental cements. 2-step Bottle Kit with 1,5ml bottle (step 1) and 3ml bottle (step 2)
RT296/1-10-002 | Desensitizing Agent | Silver diamine fluoride: Silver-diamne fluordie and potassium-iodide dental desensitizers that immediately relieve tooth sensitivity with antibacterial activity and stops decay in teeth. Ability to condition dentin to preserve the tooth and increase bond strenght of glass-ionemer dental cements. 10x patient Kit with 20 Capsules (10x step-1 and 10x step-2 with x20 colour coded applicator brushes
RT296/1-10-003 | Desensitizing Agent | Silver diamine fluoride (SDF) has been used extensively to prevent caries from forming, growing or spreading to other teeth. It also treats tooth sensitivity and help to stop tooth decay. 1 SDF is a colourless liquid containing silver particles and 38% (44,800 ppm) fluoride ion that at pH 10 is 25% silver, 8% ammonia, 5% fluoride, and 62% water. This is referred to as 38% SDF. It is available as in a two-bottle system Step1 containing SDF and Step 2 containing K1 to prevent discoloration. SDF is also available in a single delivery system, containing silver (˷25%) and fluoride (˷5%) stabilised in ammonia.
RT296/1-11-001 | Dispenser | Composite Dispensing Gun Packaging: EACH
RT296/1-11-002 | Dispenser | Dispensing Gun 50ml 10:1 ratio Can be used for light body impression material / crown & bridge provisional material
RT296/1-12-001 | Endodontic Material | Mineral Trioxide Aggregate Repair Cement Grey
RT296/1-12-002 | Endodontic Material | Mineral Trioxide Aggregate Repair Cement Flowable
RT296/1-12-003 | Endodontic Material | Mineral Trioxide Aggregate Repair Cement Putty
RT296/1-12-004 | Endodontic Material | Root Canal Chelating agent and lubricant to remove smear layer and clean root canal system consisting of 10% Carbamide peroxide, 15%EDTA and NaOCL,5x syringes, 50x disposable tips.
RT296/1-12-005 | Endodontic Material | Mineral Trioxide Aggregate Repair Cement; Bioactive powder and Liquid/ Gel system with syringe and tips for precise placement into the canal. 2g bottle MTA flowPowder,2ml Bottle MTA Flow Gel, 20x20ga Micro Tips, 10x Skini Tips, 10x Luer Lock Caps
RT296/1-12-006 | Endodontic Material | Sealing compound, pulp canal, dental: sealer, non-steroidal, resin and eugenol free Set- 1 bottle powder15g and 35 0.2single dose pipettes.
RT296/1-12-007 | Endodontic Material | Antiseptic, pulp canal, dental: formaldehyde and cresol solution, 38 -40 vol. 0/0, aethalium, treatment of necrotic pulps 1 bottle 15 ml (0,5oz)
RT296/1-12-008 | Endodontic Material | Triamcinolone acetonide, dental paste, USP: root canal, therapeutic, corticosteroid-antibiotic paste 1tube 5g
RT296/1-12-009 | Endodontic Material | Parachlorphenol, camphorated, USP: dental, root canal antiseptic, liquid 1 Bottle 15 ml (0,5 oz)
RT296/1-12-010 | Endodontic Material | Aqueous calcium hydroxide paste 35% ph 12.5 Kit
RT296/1-12-011 | Endodontic Material | File, pulp canal, dental: Hedstroem with silicone handle, 25mm, ISO No. 340 654 651 453 110 1 Pack 6 pieces |  |  |  |  | Pack | 6
RT296/1-12-012 | Endodontic Material | File, pulp canal, dental: Hedstroem, 25mm, ISO No. 340 654 651 453 120 1 Pack 6 pieces |  |  |  |  | Pack | 6
RT296/1-12-013 | Endodontic Material | File, pulp canal, dental: Hedstroem with silicone handle, 25mm, ISO No. 340 654 651 453 130 1 Pack 6 pieces |  |  |  |  | Pack | 6
RT296/1-12-014 | Endodontic Material | File, pulp canal, dental: Hedstroem with silicone handle, 25mm, ISO No. 340 654 651 453 140 1 Pack 6 pieces |  |  |  |  | Pack | 6
RT296/1-12-015 | Endodontic Material | File, pulp canal, dental: Multiple taper for hand use, SX with silicone handle, 19 mm 1 Pack 6 Pieces |  |  |  |  | Pack | 6
RT296/1-12-016 | Endodontic Material | Case, dental instruments: sequence for hand use multiple taper files (8 Instruments) Each |  |  |  |  | Pack | 6
RT296/1-12-017 | Endodontic Material | File set, pulp canal, dental: Multiple taper assorted kit, 25mm 1 Pack 6 Pieces |  |  |  |  | Pack | 6
RT296/1-12-018 | Endodontic Material | File, pulp canal, dental: NiTi File, manual adapters Assorted colours. Pack of 6 Must be compatible with Paper points, GP points and obturators |  |  |  |  | Pack | 6
RT296/1-12-019 | Endodontic Material | Drill, endodontic: Diamond, FG, Endo Z Access Bur, 21mm length non end cutting
RT296/1-12-020 | Endodontic Material | Drill, endodontic: Peezo reemer bur assorted sizes (kit) Pkt of 6 |  |  |  |  | Pack | 6
RT296/1-12-021 | Endodontic Material | Drill, endodontic: Peezo reemer size 1. pack of 6 |  |  |  |  | Pack | 6
RT296/1-12-022 | Endodontic Material | Drill, endodontic: Peezo reemer size 2. pack of 6 |  |  |  |  | Pack | 6
RT296/1-12-023 | Endodontic Material | Drill, endodontic: Peezo reemer size 3. pack of 6 |  |  |  |  | Pack | 6
RT296/1-12-024 | Endodontic Material | Drill, endodontic: Peezo reemer size 4. pack of 6 |  |  |  |  | Pack | 6
RT296/1-12-025 | Endodontic Material | Drill, endodontic: Peezo reemer size 5. pack of 6 |  |  |  |  | Pack | 6
RT296/1-12-026 | Endodontic Material | Drill, endodontic: Therma-cut, assorted - Dia 012, 014 & 016 Assortment of 6 (2 x 012, 2 x 014, 2 x 016)
RT296/1-12-027 | Endodontic Material | Point, Endodontic: Obturator, 25mm, ISO No.020, Matching multiple taper files 1 Pack 6 Pieces |  |  |  |  | Pack | 6
RT296/1-12-028 | Endodontic Material | Point, Endodontic: Obturator, 25mm, ISO No.025, Matching multiple taper files 1 Pack 6 Pieces |  |  |  |  | Pack | 6
RT296/1-12-029 | Endodontic Material | Point, Endodontic: Obturator, 25mm, ISO No.030, Matching multiple taper files 1 Pack 6 Pieces |  |  |  |  | Pack | 6
RT296/1-12-030 | Endodontic Material | Point, Endodontic: Obturator, 25mm, ISO No.035, Matching multiple taper files 1 Pack 6 Pieces |  |  |  |  | Pack | 6
RT296/1-12-031 | Endodontic Material | Point, Endodontic: Obturator, 25mm, ISO No.045, Matching multiple taper files 1 Pack 6 Pieces |  |  |  |  | Pack | 6
RT296/1-12-032 | Endodontic Material | Point, Endodontic: Obturator, 25mm, ISO No.055, Matching multiple taper files 1 Pack of 6 Pieces |  |  |  |  | Pack | 6
RT296/1-12-033 | Endodontic Material | Point, Endodontic: Obturator, 25mm, ISO No.060, Matching multiple taper files 1 Pack of 6 Pieces |  |  |  |  | Pack | 6
RT296/1-12-034 | Endodontic Material | Point, Endodontic: Obturator, 25mm, ISO No.070, Matching multiple taper files 1 Pack of 6 Pieces |  |  |  |  | Pack | 6
RT296/1-12-035 | Endodontic Material | Point, Endodontic: Obturator, 25mm, ISO No.080, Matching multiple taper files 1 Pack of 6 Pieces |  |  |  |  | Pack | 6
RT296/1-12-036 | Endodontic Material | Point, Endodontic: Obturator, 25mm, ISO No.090, Matching multiple taper files 1 Pack of 6 Pieces |  |  |  |  | Pack | 6
RT296/1-12-037 | Endodontic Material | Point, Endodontic: Obturator, 25mm, ISO No.100, Matching multiple taper files 1 Pack of 6 Pieces |  |  |  |  | Pack | 6
RT296/1-12-038 | Endodontic Material | Point, Endodontic: Obturator, 25mm, ISO No.110, Matching multiple taper files 1 Pack of 6 Pieces |  |  |  |  | Pack | 6
RT296/1-12-039 | Endodontic Material | Point, Endodontic: Obturator, 25mm, ISO No.120, Matching multiple taper files 1 Pack of 6 Pieces |  |  |  |  | Pack | 6
RT296/1-12-040 | Endodontic Material | Point, Endodontic: Obturator, 25mm, ISO No.130, Matching multiple taper files 1 Pack of 6 Pieces |  |  |  |  | Pack | 6
RT296/1-12-041 | Endodontic Material | Point, Endodontic: Obturator, 25mm, ISO No.140, Matching multiple taper files 1 Pack of 6 Pieces |  |  |  |  | Pack | 6
RT296/1-12-042 | Endodontic Material | Solvent root canal, Formamide and Phenyl ethylic alcohol liquid for removing Gutta Percha and resin based root canal sealers 10ml bottle |  |  |  |  | Pack | 6
RT296/1-12-043 | Endodontic Material | File pulp canal, dental, minimal variable taper for root canal catheterization, size 010 Pack of 6 pieces |  |  |  |  | Pack | 6
RT296/1-12-044 | Endodontic Material | File pulp canal, dental, minimal variable taper for root canal catheterization, size 013 Pack of 6 pieces |  |  |  |  | Pack | 6
RT296/1-12-045 | Endodontic Material | File pulp canal, dental, minimal variable taper for root canal catheterization, size 017 Pack of 6 pieces |  |  |  |  | Pack | 6
RT296/1-12-046 | Endodontic Material | Sodium Hypochlorite solution for endodontic disinfection. 3% sodium hypochlorite
RT296/1-12-047 | Endodontic Material | Sodium Hypochlorite solution for endodontic disinfection. 6% sodium hypochlorite
RT296/1-12-048 | Endodontic Material | Gutta Percha, sticks, 1 Box, 250 g
RT296/1-12-049 | Endodontic Material | Triamcinolone acetonide,dental paste, USP: root canal, therapeutic, corticosteroid-antibiotic paste 1 Tube 5 g
RT296/1-12-050 | Endodontic Material | Broach, pulp canal: ISO No, 340 634 657 455 030 Yellow XX F 1 Pack 6 pieces |  |  |  |  | Pack | 6
RT296/1-12-051 | Endodontic Material | Broach, pulp canal: ISO No, 340 634 657 455 040 Blue Fine 1 Pack 6 pieces |  |  |  |  | Pack | 6
RT296/1-12-052 | Endodontic Material | File set, pulp canal, dental: Electro polished K, 25 mm, golden mediums, ISO No.340 654 646 452 Set (012, 017, 022, 027, 032, 037) 1 Pack 6 pieces ICN: 18-008-3272 PK |  |  |  |  | Pack | 6
RT296/1-12-053 | Endodontic Material | File, pulp canal, dental: Electro polished K, 25 mm, golden mediums, ISO No.340 654 646 452 032 1 Pack 6 pieces |  |  |  |  | Pack | 6
RT296/1-12-054 | Endodontic Material | File, pulp canal, dental: Electro polished K, 25 mm, golden mediums, ISO No.340 654 646 452 037 1 Pack 6 pieces |  |  |  |  | Pack | 6
RT296/1-12-055 | Endodontic Material | File, pulp canal, dental: NiTi File, off-centered rectangular cross section, 21mm. Pack of 6 Must be compatible with Paperpoints, GP points and obturators |  |  |  |  | Pack | 6
RT296/1-12-056 | Endodontic Material | File, pulp canal, dental: NiTi File, off-centered rectangular cross section, 25mm. Pack of 6 Must be compatible with Paperpoints, GP points and obturators |  |  |  |  | Pack | 6
RT296/1-12-057 | Endodontic Material | File, pulp canal, dental: NiTi File, off-centered rectangular cross section, 31mm. Pack of 6 Must be compatible with Paperpoints, GP points and obturators |  |  |  |  | Pack | 6
RT296/1-12-058 | Endodontic Material | File, pulp canal, dental: NiTi File, off-centered rectangular cross section, 21mm. Pack of 6 Must be compatible with Paperpoints, GP points and obturators |  |  |  |  | Pack | 6
RT296/1-12-059 | Endodontic Material | File, pulp canal, dental: NiTi File, off-centered rectangular cross section, 25mm. Pack of 6 Must be compatible with Paperpoints, GP points and obturators |  |  |  |  | Pack | 6
RT296/1-12-060 | Endodontic Material | File, pulp canal, dental: NiTi File, off-centered rectangular cross section, 31mm. Pack of 6 Must be compatible with Paperpoints, GP points and obturators |  |  |  |  | Pack | 6
RT296/1-12-061 | Endodontic Material | File, pulp canal, dental: NiTi File, off-centered rectangular cross section, 21mm. Pack of 6 Must be compatible with Paperpoints, GP points and obturators |  |  |  |  | Pack | 6
RT296/1-12-062 | Endodontic Material | File, pulp canal, dental: NiTi File, off-centered rectangular cross section, 25mm. Pack of 6 Must be compatible with Paperpoints, GP points and obturators |  |  |  |  | Pack | 6
RT296/1-12-063 | Endodontic Material | File, pulp canal, dental: NiTi File, off-centered rectangular cross section, 31mm. Pack of 6 Must be compatible with Paperpoints, GP points and obturators |  |  |  |  | Pack | 6
RT296/1-12-064 | Endodontic Material | File, pulp canal, dental: NiTi File, off-centered rectangular cross section, 21mm. Pack of 6 Must be compatible with Paperpoints, GP points and obturators |  |  |  |  | Pack | 6
RT296/1-12-065 | Endodontic Material | File, pulp canal, dental: NiTi File, off-centered rectangular cross section, 25mm. Pack of 6 Must be compatible with Paperpoints, GP points and obturators |  |  |  |  | Pack | 6
RT296/1-12-066 | Endodontic Material | File, pulp canal, dental: NiTi File, off-centered rectangular cross section, 31mm. Pack of 6 Must be compatible with Paperpoints, GP points and obturators |  |  |  |  | Pack | 6
RT296/1-12-067 | Endodontic Material | File, pulp canal, dental: NiTi File, off-centered rectangular cross section, 21mm. Pack of 6 Must be compatible with Paperpoints, GP points and obturators |  |  |  |  | Pack | 6
RT296/1-12-068 | Endodontic Material | File, pulp canal, dental: NiTi File, off-centered rectangular cross section, 25mm. Pack of 6 Must be compatible with Paperpoints, GP points and obturators |  |  |  |  | Pack | 6
RT296/1-12-069 | Endodontic Material | File, pulp canal, dental: NiTi File, off-centered rectangular cross section, 31mm. Pack of 6 Must be compatible with Paperpoints, GP points and obturators |  |  |  |  | Pack | 6
RT296/1-12-070 | Endodontic Material | File, pulp canal, dental: NiTi File, off-centered rectangular cross section, 19mm. Pack of 6 Must be compatible with Paperpoints, GP points and obturators |  |  |  |  | Pack | 6
RT296/1-12-071 | Endodontic Material | File, pulp canal, dental: NiTi File, off-centered rectangular cross section Glide path, 21mm. Pack of 6 Must be compatible with Paperpoints, GP points and obturators |  |  |  |  | Pack | 6
RT296/1-12-072 | Endodontic Material | File, pulp canal, dental: NiTi File, off-centered rectangular cross section, 25mm. Pack of 6 Must be compatible with Paperpoints, GP points and obturators |  |  |  |  | Pack | 6
RT296/1-12-073 | Endodontic Material | File, pulp canal, dental: NiTi File, off-centered rectangular cross section, 31mm. Pack of 6 Must be compatible with Paperpoints, GP points and obturators |  |  |  |  | Pack | 6
RT296/1-12-074 | Endodontic Material | File, pulp canal, dental: NiTi File, manual adapters Assorted colors. Pack of 6 Must be compatible with Paperpoints, GP points and obturators |  |  |  |  | Pack | 6
RT296/1-12-075 | Endodontic Material | File, pulp canal, dental: NiTi File, Path file. 21mm tip size 013 Pack of 6 Must be compatible with Paperpoints, GP points and obturators |  |  |  |  | Pack | 6
RT296/1-12-076 | Endodontic Material | File, pulp canal, dental: NiTi File, Path file. 21mm tip size 016 Pack of 6 Must be compatible with Paperpoints, GP points and obturators |  |  |  |  | Pack | 6
RT296/1-12-077 | Endodontic Material | File, pulp canal, dental: NiTi File, Path file. 21mm tip size 019 Pack of 6 Must be compatible with Paperpoints, GP points and obturators |  |  |  |  | Pack | 6
RT296/1-12-078 | Endodontic Material | File, pulp canal, dental: NiTi File, Path file. 25mm tip size 013 Pack of 6 Must be compatible with Paperpoints, GP points and obturators |  |  |  |  | Pack | 6
RT296/1-12-079 | Endodontic Material | File, pulp canal, dental: NiTi File, Path file. 25mm tip size 016 Pack of 6 Must be compatible with Paperpoints, GP points and obturators |  |  |  |  | Pack | 6
RT296/1-12-080 | Endodontic Material | File, pulp canal, dental: NiTi File, Path file. 31mm tip size 019 Pack of 6 Must be compatible with Paperpoints, GP points and obturators |  |  |  |  | Pack | 6
RT296/1-12-081 | Endodontic Material | File, pulp canal, dental: NiTi File, Thermafil verifier, tip size 20 25mm. Pack of 6 Must be compatible with Paperpoints, GP points and obturators |  |  |  |  | Pack | 6
RT296/1-12-082 | Endodontic Material | File, pulp canal, dental: NiTi File, Thermafil verifier, tip size 25 25mm. Pack of 6 Must be compatible with Paperpoints, GP points and obturators |  |  |  |  | Pack | 6
RT296/1-12-083 | Endodontic Material | File, pulp canal, dental: NiTi File, Thermafil verifier, tip size 30 25mm. Pack of 6 Must be compatible with Paperpoints, GP points and obturators |  |  |  |  | Pack | 6
RT296/1-12-084 | Endodontic Material | File, pulp canal, dental: NiTi File, Thermafil verifier, tip size 35 25mm. Pack of 6 Must be compatible with Paperpoints, GP points and obturators |  |  |  |  | Pack | 6
RT296/1-12-085 | Endodontic Material | File, pulp canal, dental: NiTi File, Thermafil verifier, tip size 40 25mm. Pack of 6 Must be compatible with Paperpoints, GP points and obturators |  |  |  |  | Pack | 6
RT296/1-12-086 | Endodontic Material | File, pulp canal, dental: NiTi File, Thermafil verifier, tip size 45 25mm. Pack of 6 Must be compatible with Paperpoints, GP points and obturators |  |  |  |  | Pack | 6
RT296/1-12-087 | Endodontic Material | File, pulp canal, dental: NiTi File, Thermafil verifier, tip size 50 25mm. Pack of 6 Must be compatible with Paperpoints, GP points and obturators |  |  |  |  | Pack | 6
RT296/1-12-088 | Endodontic Material | File, pulp canal, dental: NiTi File, Thermafil verifier, tip size 55 25mm. Pack of 6 Must be compatible with Paperpoints, GP points and obturators |  |  |  |  | Pack | 6
RT296/1-12-089 | Endodontic Material | File, pulp canal, dental: NiTi File, Thermafil verifier, tip size 60 25mm. Pack of 6 Must be compatible with Paperpoints, GP points and obturators |  |  |  |  | Pack | 6
RT296/1-12-090 | Endodontic Material | File, pulp canal, dental: NiTi File, Thermafil verifier, tip size 70 25mm. Pack of 6 Must be compatible with Paperpoints, GP points and obturators |  |  |  |  | Pack | 6
RT296/1-12-091 | Endodontic Material | File, pulp canal, dental: NiTi File, Thermafil verifier, tip size 80 25mm. Pack of 6 Must be compatible with Paperpoints, GP points and obturators |  |  |  |  | Pack | 6
RT296/1-12-092 | Endodontic Material | File, pulp canal, dental: NiTi File, Thermafil verifier, tip size 90 25mm. Pack of 6 Must be compatible with Paperpoints, GP points and obturators |  |  |  |  | Pack | 6
RT296/1-12-093 | Endodontic Material | Point assortment, pulp canal, dental: paper, absorbent, regular style, sterile packaging assorted sizes 15-40 1 Box 180 pieces |  |  |  |  | Box | 180
RT296/1-12-094 | Endodontic Material | Point assortment, pulp canal, dental: paper, absorbent, regular style,sterile packing, size ISO 015 1 Box 180 pieces |  |  |  |  | Box | 180
RT296/1-12-095 | Endodontic Material | Point assortment, pulp canal, dental: paper, absorbent, regular style,sterile packing, size ISO 020 1 Box 180 pieces |  |  |  |  | Box | 180
RT296/1-12-096 | Endodontic Material | Point assortment, pulp canal, dental: paper, absorbent, regular style,sterile packing, size ISO 025 1 Box 180 pieces |  |  |  |  | Box | 180
RT296/1-12-097 | Endodontic Material | Point assortment, pulp canal, dental: paper, absorbent, regular style,sterile packing, size ISO 030 1 Box 180 pieces |  |  |  |  | Box | 180
RT296/1-12-098 | Endodontic Material | Point assortment, pulp canal, dental: paper, absorbent, regular style,sterile packing, size ISO 035 1 Box 180 pieces |  |  |  |  | Box | 180
RT296/1-12-099 | Endodontic Material | Point assortment, pulp canal, dental: paper, absorbent, regular style,sterile packing, size ISO 040 1 Box 180 pieces |  |  |  |  | Box | 180
RT296/1-12-100 | Endodontic Material | Point assortment, pulp canal, dental: paper, absorbent, regular style,sterile packing, size ISO 045 1 Box 180 pieces |  |  |  |  | Box | 180
RT296/1-12-101 | Endodontic Material | Point assortment, pulp canal, dental: paper, absorbent, regular style,sterile packing, size ISO 050 1 Box 180 pieces |  |  |  |  | Box | 180
RT296/1-12-102 | Endodontic Material | Point assortment, pulp canal, dental: paper, absorbent, regular style,sterile packing, size ISO 055 1 Box 180 pieces |  |  |  |  | Box | 180
RT296/1-12-103 | Endodontic Material | Point assortment, pulp canal, dental: paper, absorbent, regular style,sterile packing, size ISO 060 1 Box 180 pieces |  |  |  |  | Box | 180
RT296/1-12-104 | Endodontic Material | Point assortment, pulp canal, dental: paper, absorbent, regular style,sterile packing, size ISO 070 1 Box 180 pieces |  |  |  |  | Box | 180
RT296/1-12-105 | Endodontic Material | Point assortment, pulp canal, dental: paper, absorbent, regular style,sterile packing, size ISO 080 1 Box 180 pieces |  |  |  |  | Box | 180
RT296/1-12-106 | Endodontic Material | Point assortment, pulp canal, dental: paper, absorbent, regular style,sterile packing, size ISO 090 1 Box 180 pieces |  |  |  |  | Box | 180
RT296/1-12-107 | Endodontic Material | Point assortment, pulp canal, dental: paper, absorbent, regular style,sterile packing, size ISO 100 1 Box 180 pieces |  |  |  |  | Box | 180
RT296/1-12-108 | Endodontic Material | Point assortment, pulp canal, dental: paper, absorbent, regular style,sterile packing, size ISO 110 1 Box 180 pieces |  |  |  |  | Box | 180
RT296/1-12-109 | Endodontic Material | Point assortment, pulp canal, dental: paper, absorbent, regular style,sterile packing, size ISO 120 1 Box 180 pieces |  |  |  |  | Box | 180
RT296/1-12-110 | Endodontic Material | Point assortment, pulp canal, dental: paper, absorbent, regular style,sterile packing, size ISO 130 1 Box 180 pieces |  |  |  |  | Box | 180
RT296/1-12-111 | Endodontic Material | Point assortment, pulp canal, dental: paper, absorbent, regular style,sterile packing, size ISO 140 1 Box 180 pieces |  |  |  |  | Box | 180
RT296/1-12-112 | Endodontic Material | Point, Endodontic: GP, Master Cones, ISO No.010 1 Vial 20 Pieces ICN: 18-970-7531 VI |  |  |  |  | Each | 20
RT296/1-12-113 | Endodontic Material | Point, Endodontic: GP, Master Cones, ISO No.015 1 Vial 20 Pieces |  |  |  |  | Each | 20
RT296/1-12-114 | Endodontic Material | Point, Endodontic: GP, Master Cones, ISO No.020 1 Vial 20 Pieces |  |  |  |  | Each | 20
RT296/1-12-115 | Endodontic Material | Point, Endodontic: GP, Master Cones, ISO No.025 1 Vial 20 Pieces |  |  |  |  | Each | 20
RT296/1-12-116 | Endodontic Material | Point, Endodontic: GP, Master Cones, ISO No.030 1 Vial 20 Pieces |  |  |  |  | Each | 20
RT296/1-12-117 | Endodontic Material | Point, Endodontic: GP, Master Cones, ISO No.035 1 Vial 20 Pieces |  |  |  |  | Each | 20
RT296/1-12-118 | Endodontic Material | Point, Endodontic: GP, Master Cones, ISO No.040 1 Vial 20 Pieces |  |  |  |  | Each | 20
RT296/1-12-119 | Endodontic Material | Point, Endodontic: GP, Master Cones, ISO No.045 1 Vial 20 Pieces |  |  |  |  | Each | 20
RT296/1-12-120 | Endodontic Material | Point, Endodontic: GP, Master Cones, ISO No.050 1 Vial 20 Pieces |  |  |  |  | Each | 20
RT296/1-12-121 | Endodontic Material | Point, Endodontic: GP, Master Cones, ISO No.055 1 Vial 20 Pieces |  |  |  |  | Each | 20
RT296/1-12-122 | Endodontic Material | Point, Endodontic: GP, Master Cones, ISO No.060 1 Vial 20 Pieces |  |  |  |  | Each | 20
RT296/1-12-123 | Endodontic Material | Point, Endodontic: GP, Master Cones, ISO No.070 1 Vial 20 Pieces |  |  |  |  | Each | 20
RT296/1-12-124 | Endodontic Material | Point, Endodontic: GP, Master Cones, ISO No.080 1 Vial 20 Pieces |  |  |  |  | Each | 20
RT296/1-12-125 | Endodontic Material | Point, Endodontic: GP, Master Cones, ISO No.090 1 Vial 10 Pieces |  |  |  |  | Each | 10
RT296/1-12-126 | Endodontic Material | Point, Endodontic: GP, Master Cones, ISO No.100 1 Vial 10 Pieces |  |  |  |  | Each | 10
RT296/1-12-127 | Endodontic Material | Point, Endodontic: GP, Master Cones, ISO No.110 1 Vial 10 Pieces |  |  |  |  | Each | 10
RT296/1-12-128 | Endodontic Material | Point, Endodontic: GP, Master Cones, ISO No.120 1 Vial 10 Pieces |  |  |  |  | Each | 10
RT296/1-12-129 | Endodontic Material | Point, Endodontic: GP, Master Cones, ISO No.130 1 Vial 10 Pieces |  |  |  |  | Each | 10
RT296/1-12-130 | Endodontic Material | Point, Endodontic: GP, Master Cones, ISO No.140 1 Vial 10 Pieces |  |  |  |  | Each | 10
RT296/1-12-131 | Endodontic Material | Reamer set, pulp canal, dental: Gates Glidden Type G, ISO No. 310 204 679 336 Set (005-015) 1 Pack 6 Pieces |  |  |  |  | Pack | 6
RT296/1-12-132 | Endodontic Material | Reamer, Pulp Canal, Dental: Gates Glidden Type G, ISO No. 310 204 679 336 005 1 Pack 6 Pieces |  |  |  |  | Pack | 6
RT296/1-12-133 | Endodontic Material | Reamer, Pulp Canal, Dental: Gates Glidden Type G, ISO No. 310 204 679 336 007 1 Pack 6 Pieces |  |  |  |  | Pack | 6
RT296/1-12-134 | Endodontic Material | Reamer, Pulp Canal, Dental: Gates Glidden Type G, ISO No. 310 204 679 336 009 1 Pack 6 Pieces |  |  |  |  | Pack | 6
RT296/1-12-135 | Endodontic Material | Reamer, Pulp Canal, Dental: Gates Glidden Type G, ISO No. 310 204 679 336 011 1 Pack 6 Pieces |  |  |  |  | Pack | 6
RT296/1-12-136 | Endodontic Material | Reamer, Pulp Canal, Dental: Gates Glidden Type G, ISO No. 310 204 679 336 013 1 Pack 6 Pieces |  |  |  |  | Pack | 6
RT296/1-12-137 | Endodontic Material | Reamer, Pulp Canal, Dental: Gates Glidden Type G, ISO No. 310 204 679 336 015 1 Pack 6 Pieces |  |  |  |  | Pack | 6
RT296/1-12-138 | Endodontic Material | Reamer Set, Pulp Canal, Dental: Type P, ISO No. 310 204 682 336 Set (007-017) 1 Pack 6 Pieces |  |  |  |  | Pack | 6
RT296/1-12-139 | Endodontic Material | Reamer, Pulp Canal, Dental: Type P, ISO No. 310 204 682 336 007 1 Pack 6 Pieces |  |  |  |  | Pack | 6
RT296/1-12-140 | Endodontic Material | Reamer, Pulp Canal, Dental: Type P, ISO No. 310 204 682 336 009 1 Pack 6 Pieces |  |  |  |  | Pack | 6
RT296/1-12-141 | Endodontic Material | Reamer, Pulp Canal, Dental: Type P, ISO No. 310 204 682 336 011 1 Pack 6 Pieces |  |  |  |  | Pack | 6
RT296/1-12-142 | Endodontic Material | Reamer, Pulp Canal, Dental: Type P, ISO No. 310 204 682 336 013 1 Pack 6 Pieces |  |  |  |  | Pack | 6
RT296/1-12-143 | Endodontic Material | Reamer, Pulp Canal, Dental: Type P, ISO No. 310 204 682 336 015 1 Pack 6 Pieces |  |  |  |  | Pack | 6
RT296/1-12-144 | Endodontic Material | Reamer, Pulp Canal, Dental: Type P, ISO No. 310 204 682 336 017 1 Pack 6 Pieces |  |  |  |  | Pack | 6
RT296/1-12-145 | Endodontic Material | Irrigating needles 27 gauge. Side delivery
RT296/1-13-001 | Hypodermic Needle | Needle, hypodermic: Intraosseous Anaesthesia delivery system, needle and drill , Box of 50
RT296/1-13-002 | Hypodermic Needle | Hand piece and Needle, hypodermic, disposable for Single Tooth Anaesthesia system: needle 30Ga X ½" Needle
RT296/1-13-003 | Hypodermic Needle | Hand piece and Needle, hypodermic, disposable for Single Tooth Anaesthesia system: needle 30Ga X 1" Needle.
RT296/1-13-004 | Hypodermic Needle | Hand piece and Needle, hypodermic, disposable for Single Tooth Anaesthesia system: needle 27Ga X 1¼" Needle.
RT296/1-14-001 | Impression Material | Silicone High Viscosity Impression Material Putty, Regular setting; Soft, for use as tray material for the double mix technique or as primary impression material for two-step putty wash technique. Catalyst 450g tub and base 450g tub, with 2 dispensing spoons
RT296/1-14-002 | Impression Material | Impression material, dental: Zinc-Oxide with Eugenol, Paste For Final Impression, Set Set - 60g Hardener, 60g Base, 2 Tube Keys, 1 Mixing Pad
RT296/1-14-003 | Impression Material | Impression Material, Dental: Zinc-Oxide with Eugenol, Paste For Final Impression, Type 2, Soft, Set Set - 1 Tube Base - White Zinc-Oxide Paste 150g, 1 Tube Catalyst - Red Eugenol Paste 60g, 1 Mixing Pad
RT296/1-14-004 | Impression Material | Plaster, Orthopaedic and Dental: Impression, Low Expansion, Type 1 1 Bucket 5 kg
RT296/1-14-005 | Impression Material | Chlorohexidine Gluconate 2%, dental slurry, for removing temporary cement and cleaning and disinfecting prep areas 4 x 1.2ml Syringes 2 x ICB brushes 20 x White Mac tips
RT296/1-14-006 | Impression Material | Adhesive, impression material, Dental: additional cured silicone impression material, 1 Bottle
RT296/1-14-007 | Impression Material | Impression tray, dental: Disposable, dentate, upper, small 1 Box 12 Pieces ICN: 18-970-5035 BX
RT296/1-14-008 | Impression Material | Impression tray, dental: Disposable, dentate, lower, small 1PKT 12Pieces
RT296/1-14-009 | Impression Material | Impression tray, dental: Disposable, dentate, upper medium 1PKT 12Pieces
RT296/1-14-010 | Impression Material | Impression tray, dental: Disposable, dentate, lower medium 1PKT 12Pieces
RT296/1-14-011 | Impression Material | Impression tray, dental: Disposable, dentate, upper large 1PKT 12Pieces
RT296/1-14-012 | Impression Material | Impression tray, dental: Disposable, dentate, lower large 1PKT 12Pieces
RT296/1-14-013 | Impression Material | Impression tray, dental: Disposable, edentulous, upper, average No.5 (ZO 1) 1PKT 12Pieces
RT296/1-14-014 | Impression Material | Impression tray, dental: Disposable, edentulous, lower, average No.6 (ZU 1) 1PKT 12Pieces
RT296/1-14-015 | Impression Material | Impression tray, dental: Disposable, edentulous, upper, large No.3 (ZO 2) 1PKT 12Pieces
RT296/1-14-016 | Impression Material | Impression tray, dental: Disposable, edentulous, lower, large No.4 (ZU 2) 1PKT 12Pieces
RT296/1-14-017 | Impression Material | Impression tray, dental: Disposable, dentulous, sectional, anterior, upper/lower, No.20 1PKT 12Pieces
RT296/1-14-018 | Impression Material | Impression tray, dental: Disposable, dentulous, sectional, quadrant-left, upper/lower, No.21 1PKT 12Pieces
RT296/1-14-019 | Impression Material | Impression tray, dental: Disposable, dentulous, sectional, quadrant-right, upper/lower, No.22 1PKT 12Pieces
RT296/1-14-020 | Impression Material | Putty: dental laboratory; silicone putty for denture technique, Kit consisting of 2 x 450ml canisters
RT296/1-14-021 | Impression Material | Polyether Monophase Impression material: Handmix poly-ether precision impression material with regular setting for one-step / monophase technique for onlay, inlay, bridge crown, implant and functional impressions. Two tubes Base paste 120ml each and two tubes catalyst 15ml each with mixing pad
RT296/1-14-022 | Impression Material | Polyether Monophase Impression material: Handmix poly-ether precision impression material with soft setting for one-step / monophase technique for onlay, inlay, bridge crown, implant and functional impressions. Two tubes Base paste 120ml each and two tubes catalyst 15ml each with mixing pad
RT296/1-14-023 | Impression Material | Polyether Monophase Impression material: Elastomer syringe for medium bodied handmix materials for intra-oral impression taking with poly-ether rubber impression material.
RT296/1-14-024 | Impression Material | Polyether Monophase Impression material: Elastomer syringe for medium bodied machine mixed materials for intra-oral impression taking with poly-ether rubber impression material.
RT296/1-14-025 | Impression Material | Polyether Monophase Impression material: Monophase impression syringe intra oral tip that fits in the syringe
RT296/1-14-026 | Impression Material | Polyether Monophase Impression material: Penta Polyether hydrophilic Impression Material, Medium Body. For onlay, inlay, bridge, crown, implant and functional impressions.2 x Base 600ml, 2 x Catalyst 120ml. Box
RT296/1-14-027 | Impression Material | Polyether Monophase Impression material: Penta Polyether hydrophilic Impression Material, Soft Body texture. For onlay, inlay, bridge, crown, implant and functional impressions.2 x Base 600ml, 2 x Catalyst 120ml. Box
RT296/1-14-028 | Impression Material | Polyether Monophase Impression material:Tip syringe dental impression material Polyether Rubber mixing Tip (red) for Penta Machine. Bag of 30pieces
RT296/1-14-029 | Impression Material | Polyether Monophase Impression material: Penta Cartridges
RT296/1-14-030 | Impression Material | Polyvinyl siloxane Impression material: Penta Cartridges
RT296/1-14-031 | Impression Material | Polyether Monophase Impression material: Elastomer red-filling device used for hand mix syringe loading
RT296/1-14-032 | Impression Material | Impression material, dental: Addition cured Silicone rubber, Dispensing gun for 50ml auto mix cartridges for light body
RT296/1-14-033 | Impression Material | Impression material, dental: Addition cured Silicone rubber, Dynamix Cartridge system refills; Box with (2 x 380ml) Dynamix putty, 1 Dynamix Mixing tips and 1 Dynamix fixation ring
RT296/1-14-034 | Impression Material | Impression material, dental: Addition cured Silicone rubber, Dynamix Speed Cartridge Accessories .Box with 1 x 50 Dynamix mixing tips and 1 Dynamix fixation ring
RT296/1-14-035 | Impression Material | Impression material, dental: Addition cured Silicone rubber, Hand mix system ; Putty fast set . Set with 2 x 50ml (wash) putty fast set (2 x 500 ml each of base and catalyst)
RT296/1-14-036 | Impression Material | Impression material, dental: Addition cured Silicone rubber, Hand mix system ; Putty soft fast set Set with 2 x 50ml (wash) putty soft fast set (2 x 500 ml each of base and catalyst)
RT296/1-14-037 | Impression Material | Impression material, dental: Addition cured Silicone rubber, Hand mix system ; Putty regular set Set with 2 x50ml (wash) putty regular set (2 x 500 ml each of base and catalyst)
RT296/1-14-038 | Impression Material | Impression material, dental: Addition cured Silicone rubber, Hand mix system ; Putty soft regular set Set with 2x50ml (wash) putty soft regular set (2 x 500 ml each of base and catalyst)
RT296/1-14-039 | Impression Material | Impression material, dental: Addition cured Silicone rubber, Auto mix wash heavy body containing 2 x 50ml cartridges.
RT296/1-14-040 | Impression Material | Impression material, dental: Addition cured Silicone rubber, Auto mix wash; Medium viscosity 2 x 50ml cartridges
RT296/1-14-041 | Impression Material | Impression material, dental: Addition cured Silicone rubber, Auto mix wash; Light body 2 x 50ml cartridges
RT296/1-14-042 | Impression Material | Impression material, dental: Elastomeric Monophase, Hydrophilic (tree-dimensional polymer web chemistry); Soft Putty, Regular set De1 Tub Base 450g, 1 Tub Catalyst 450g
RT296/1-14-043 | Impression Material | Tip, syringe, dental impression material: micromixing Tips Light Body, Colour Green 1 Pack 40 Pieces ICN: 18-026-7895 BX
RT296/1-14-044 | Impression Material | Tip, syringe, dental impression material: micromixing Tips Regular body, Colour Neutral 1 Pack 40 Pieces
RT296/1-14-045 | Impression Material | Tip, Syringe, Dental Impression Material: micro intra-Oral Tips 1 Pack 100 Pieces ICN: 18-026-7899 BX
RT296/1-14-046 | Impression Material | Tip, syringe, dental impression material: micromixing Tips (colour neutral) and microSpreader Tips 1 Pack 40 Pieces
RT296/1-14-047 | Impression Material | Dispenser, impression material, dental: microsystem Dispenser Each
RT296/1-14-048 | Impression Material | Impression material, dental: Vinyl polysiloxcane, Putty base catalyst regular Set
RT296/1-14-049 | Impression Material | Impression material, dental: Vinyl polysiloxane, wash regular viscosity 25ml regular Set
RT296/1-14-050 | Impression Material | Impression material, dental: Vinyl polysiloxane,light viscosity 25ml regular Set
RT296/1-14-051 | Impression Material | Impression material, dental: Vinyl polysiloxane,heavy viscosity 25ml regular Set
RT296/1-14-052 | Impression Material | Impression material, dental: Vinyl polysiloxane,light viscosity precious 25ml regular Set
RT296/1-14-053 | Impression Material | Tip, syringe, dental impression material: micromixing Tips for heavy viscosity material 1 Pack 40 Pieces
RT296/1-14-054 | Impression Material | Tip, syringe, dental impression material: micromixing intra oral Tips for heavy viscosity material 1 Pack 40 Pieces
RT296/1-14-055 | Impression Material | Silicone High Viscosity Impression Material Putty, Regular setting; Soft, for use as tray material for the double mix technique or as primary impression material for two-step putty wash technique. To be used for machine mix ( starter kit)
RT296/1-14-055A | Impression Material | Polyvinylsiloxane machine mixed impression material refill
RT296/1-14-055B | Impression Material | Polyvinylsiloxane adhesive
RT296/1-14-055C | Impression Material | Polyvinylsiloxane machine mixed impression material tips
RT296/1-14-055D | Impression Material | Polyvinylsiloxane Wash low viscosity 50ml cartridge regular set
RT296/1-14-055E | Impression Material | Polyvinylsiloxane Wash medium viscosity 50ml cartridge regular set
RT296/1-14-055F | Impression Material | Intraoral tip for Polyvinylsiloxane material Packaging: pack with 12 tips
RT296/1-14-055G | Impression Material | Mixing tip for Polyvinylsiloxane material (penta)
RT296/1-14-055H | Impression Material | Polyvinylsiloxane hand mixed impression material putty
RT296/1-14-055I | Impression Material | Polyvinylsiloxane Wash medium viscosity yellow mixing tip
RT296/1-15-001 | Infection Control | Disinfectant solution, dental: Cold Sterilizing, Denture Alcohol (Ethanol with 2 - Phenyphenol and 4-Tert-Amylphenol), Disposable Disinfectant Sleeves for Handpieces 1 Box, 24 Sleeves, 15 ml each (1/2 Fl oz)
RT296/1-15-002 | Infection Control | Hypochlorous acid: 1000mg/L, disinfectant, dental, 1 litre bottle
RT296/1-15-003 | Infection Control | Barrier dental, light sleeve , L style apex 2.5cm x 20cm
RT296/1-15-004 | Infection Control | Barrier dental, disposable, Impression Gun Cover
RT296/1-15-005 | Infection Control | Tip dental 3 way syringe, disposable long Min 3 per Pack
RT296/1-15-006 | Infection Control | Tip dental 3 way syringe, disposable, conversion kit
RT296/1-15-007 | Infection Control | Clear plastic / butcher bag: 30cm x 45cm x 20Micron 200 per pack
RT296/1-15-008 | Infection Control | Clear plastic / butcher bag: 18cm x 30cm x 20Micron 200 per pack
RT296/1-15-009 | Infection Control | Clear plastic / butcher bag: 15cm x 20cm x 20Micron 200 per pack
RT296/1-15-010 | Infection Control | Clear plastic zip lock / butcher bag: 15cm x 10cm x 50 Micron 200 per pack
RT296/1-15-011 | Infection Control | Dental polypropylene (plastic) mouthrinse cup, 150ml Any colour Box with 1000
RT296/1-15-012 | Infection Control | Cold Sterilant, for chemical sterilization of instruments
RT296/1-15-013 | Infection Control | Waterline treatment to control biofilm and bacteria in the water system, neutral pH, with no harsh chemicals. 250ml squirt bottle
RT296/1-15-014 | Infection Control | Nitrile Non sterile Surgical Glove -Powder Free (Non-Latex) Extra small,100 gloves per box
RT296/1-15-015 | Infection Control | Anti-microbial hand soap Pump-bottle 500ml
RT296/1-15-016 | Infection Control | Disinfectant, dental: Chlorine dioxide tablets : 50ppm when dissolved in 8L water, 1L Spray Bottle with nozzle: white transparent with markings, 10L Tank with tap: with protective coating and with markings, KIT
RT296/1-15-017 | Infection Control | Chlorine dioxide tablets : Disinfectant, dental, 50ppm when dissolved in 1L water, disinfectant, pack of 30,
RT296/1-15-018 | Infection Control | Chlorine dioxide tablets : 50ppm when dissolved in 8L water, disinfectant, dental, pack of 20,
RT296/1-15-019 | Infection Control | 1L Spray Bottle with nozzle: white transparent with markings for mixing measurements for the Chlorine dioxide tablets
RT296/1-15-020 | Infection Control | 10L Tank with tap: with protective coating and with markings for mixing measurements for the Chlorine dioxide tablets
RT296/1-16-001 | Lab Denture Teeth | Tooth set , Prosthetic: Artificial teeth (Mandibular/Maxillary anterior and posterior teeth(Specify Shade, mould and amount in Tabular form) Set up Teeth with Lingualised occlusions designed for that purpose. Vita Lingoform
RT296/1-16-002 | Lab Denture Teeth | Tooth set, prosthetic, artificial teeth, conventional grade, maxillary anteriors, set of 6 (specify shade, mould and amount in tubular form)
RT296/1-16-003 | Lab Denture Teeth | Tooth set, prosthetic, artificial teeth, conventional grade, mandibular anteriors, set of 6 (specify shade, mould and amount in tubular form),
RT296/1-16-004 | Lab Denture Teeth | Tooth set, prosthetic, artificial teeth, conventional grade, maxillary posteriors, set of 8 (specify shade, mould and amount in tubular form)
RT296/1-16-005 | Lab Denture Teeth | Tooth set, prosthetic, artificial teeth, conventional grade, mandibular posteriors, set of 8 (specify shade, mould and amount in tubular form)
RT296/1-17-001 | Laboratory Burs | HP Bur, Diacryl Bur Hollow (Diamond coated) Size: D490 1.1mm With high cutting capacity and minimum heat generation For pre-trimming orthodontic and denture acrylics and special trays ISO 806 104 490 544 090
RT296/1-17-002 | Laboratory Burs | HP Bur Bioperm blue stone for grinding and finishing of soft elastic and sandwich material Two pieces per pack ISO 806 104 490 544 110
RT296/1-17-003 | Laboratory Burs | Bur dental excavating , Diamond with Sintered Bond, HP Round ISO 807 104 001 524 018 -Lab
RT296/1-17-004 | Laboratory Burs | Bur dental excavating; Diamond with Sintered Bond, HP Inverted Cone ISO 807 104 524 029 -Lab
RT296/1-17-005 | Laboratory Burs | Bur dental excavating; Diamond with Sintered Bond, HP Inverted Cone ISO 807 104 534 029 -Lab
RT296/1-17-006 | Laboratory Burs | Bur dental excavating; Diamond with Sintered Bond, HP Inverted Cone ISO 807 104 030 524 029 -Lab
RT296/1-17-007 | Laboratory Burs | Bur dental excavating; Diamond with Sintered Bond, HP lenticular ISO 807 104 304 534 029 -Lab
RT296/1-17-008 | Laboratory Burs | Bur dental excavating; Diamond with Sintered Bond, HP lenticular ISO 807 104 304 534 040 -Lab
RT296/1-17-009 | Laboratory Burs | Bur dental excavating; Diamond with Sintered Bond, HP Cylinder Round ISO 807 104 141 534 029 -Lab
RT296/1-17-010 | Laboratory Burs | Bur dental excavating; Diamond with Sintered Bond, HP Taper pointed ISO 807 104 166 534 029 -Lab
RT296/1-17-011 | Laboratory Burs | Bur dental excavating; Diamond with Sintered Bond, HP Flat end taper ISO 807 104 174 524 029 -Lab
RT296/1-17-012 | Laboratory Burs | Bur dental excavating; Diamond with Sintered Bond, HP Round end taper ISO 807 104 198 524 023 -Lab
RT296/1-17-013 | Laboratory Burs | Bur dental excavating , Diamond with Sintered Bond, HP Round end taper ISO 807 104 198 524 029 -Lab
RT296/1-17-014 | Laboratory Burs | Bur dental excavating , Diamond with Sintered Bond, HP Round end taper ISO 807 104 198 524 033 -Lab
RT296/1-17-015 | Laboratory Burs | Bur Dental excavating , Diamond with Sintered Bond, HP Neeler ISO 807 104 200 524 080 -Lab
RT296/1-17-016 | Laboratory Burs | Bur Dental excavating , Diamond with Sintered Bond, HP Flame ISO 807 104 243 524 029 -Lab
RT296/1-17-017 | Laboratory Burs | Bur dental excavating , Diamond with Sintered Bond, HP Round End Taper ISO 807 104 263 524 050 -Lab
RT296/1-17-018 | Laboratory Burs | Bur dental excavating , Diamond with Sintered Bond, HP Grenade ISO 807 104 274 534 060 -Lab
RT296/1-17-019 | Laboratory Burs | Bur dental excavating , Diamond with Sintered Bond, HP Round End Taper ISO 807 104 167 524 035
RT296/1-17-020 | Laboratory Burs | Disk separating , diamond sintered , ISO 807 104 041 524 080 Lab
RT296/1-17-021 | Laboratory Burs | Disk separating , diamond sintered , ISO 807 104 327 524 200 Lab
RT296/1-17-022 | Laboratory Burs | Disk separating , diamond sintered , ISO 807 104 327 534 200 Lab
RT296/1-17-023 | Laboratory Burs | Polisher dental lab, Silicone Rubber Polishers extra fine
RT296/1-17-024 | Laboratory Burs | Polisher dental lab, diamond sanding cap with 1 Dia dome mandrel 12.7mm and 1 fine 12.7mm goldie diamond Cap
RT296/1-17-025 | Laboratory Burs | Polisher dental lab, diamond sanding cap 3 fine 12.7mm goldie diamond Caps Polishers extra fine
RT296/1-17-026 | Laboratory Burs | Bur, dental laboratory ,ISO 310 104 417 364 023 Tungsten Carbide, HP Twist drill size 23
RT296/1-17-027 | Laboratory Burs | Bur, dental laboratory ,ISO 806 104 250 524 025 Diamond, HP Flame Long size 23
RT296/1-17-028 | Laboratory Burs | Bur, lab, dental, excavating: In Lab System, MCX5, Grinder for glass and hybrid ceramics, Diamond, 0.6mm, 1.2mm, 1.4mm, 2.2mm Packaging: Each
RT296/1-17-029 | Laboratory Burs | Bur, lab, dental, excavating: In Lab System, MCX5, Diamond-coated for zirconia, 0.5mm, 1.0mm, 2.5mm Packaging: Each
RT296/1-17-030 | Laboratory Burs | Bur, lab, dental, excavating: In Lab System, MCX5, for PMMA, wax, PEEK, 0.5mm, 1.0mm, 2.5mm Packaging: Each
RT296/1-17-031 | Laboratory Burs | Bur, lab, dental, excavating: In Lab System, MCX5, for composite resin, 0.5mm, 1.0mm, 2.5mm Packaging: Each
RT296/1-17-032 | Laboratory Burs | Polisher, dental: Disc, Plastic Backed, Brass Centre to fit Mandrel ISO No.615 421. (Moore`s), Coarse Grit, Dia 15 mm 1 Box 100 Pieces
RT296/1-17-033 | Laboratory Burs | Polisher, dental: Disc, Plastic Backed, Brass Centre to fit Mandrel ISO No.615 421. (Moore`s), Med Grit, Dia 15 mm 1 Box 100 Pieces
RT296/1-17-034 | Laboratory Burs | Polisher, dental: Disc, Plastic Backed, Brass Centre to fit Mandrel ISO No.615 421. (Moore`s), Fine Grit, Dia 15 mm 1 Box 100 Pieces
RT296/1-17-035 | Laboratory Burs | Polisher, dental: Disc, Plastic Backed, Brass Centre to fit Mandrel ISO No.615 421. (Moore`s), S-Fine Grit, Dia 15 mm 1 Box 100 Pieces
RT296/1-17-036 | Laboratory Burs | Bur, Dental, Soft Tissue Trimmer: Porcelain FG
RT296/1-17-037 | Laboratory Burs | Bur denture trimming : ISO 500 204 194 190 031Tungsten Carbide with Titanium Nitrate Coating, HP Std
RT296/1-17-038 | Laboratory Burs | Bur denture trimming : ISO 500 104 164 140 013 Tungsten Carbide with Titanium Nitrate Coating for Fine metal, acrylic and stone cutting, HP Std
RT296/1-17-039 | Laboratory Burs | Bur vacuum formed trimmer : ISO 500 104 468 211 023 Tungsten Carbide with Titanium Nitrate Coating f, HP Std
RT296/1-17-040 | Laboratory Burs | Bur vacuum formed trimmer : ISO 500 104 468 133 023 Tungsten Carbide with Titanium Nitrate Coating f, HP Std
RT296/1-17-041 | Laboratory Burs | Disk, abrasive: Flexible, ISO No. 806 900 350 524 220, Diamond, Unmounted, Both Sides Coated Perforated (0,3 mm), Med Grit, Dia 22 mm Each
RT296/1-17-042 | Laboratory Burs | Disk, abrasive: Hyperflex, ISO No. 806 900 355 514 220, Diamond, Unmounted, Both Sides 3,0 mm Periphery Coated (0,15 mm), Fine Grit, Dia 22 mm Each
RT296/1-17-043 | Laboratory Burs | Wheel, abrasive: Brown, ISO No. 635 104 027 522 070, High-grade Corundum, HP Std, Inv Wheel (4,0 mm), Med Grit Soft Hardness, Dia 7,0 mm Each
RT296/1-17-044 | Laboratory Burs | Wheel, abrasive: Brown, ISO No. 635 104 243 522 050, High-grade Corundum, HP Std, Flame (1- mm), Med Grit Soft Hardness, Dia 5,0 mm Each
RT296/1-17-045 | Laboratory Burs | Disk, abrasive: separating, brown, for ceramics, carborundum, unmounted, both sides coated (0,2 mm), Ultra-Fine Grit, Dia ISO 613 900 327 504 220 22 mm 1 box 100 pieces
RT296/1-17-046 | Laboratory Burs | Brush, bristle, dental handpiece: Black artificial bristles, snap-on, flat, bristle Dia 0,178 mm 1 pack 12 pieces
RT296/1-17-047 | Laboratory Burs | Brush, bristle, dental handpiece: Black artificial bristles, snap-on, tapered, bristle Dia 0,178 mm 1 pack 12 pieces
RT296/1-17-048 | Laboratory Burs | Polisher, dental: diamond, HP Std, Knife-edge (2 mm), Fine Grit, 26 mm Dia, L26D 1 Box 100 Pieces
RT296/1-17-049 | Laboratory Burs | Polisher, dental: diamond, HP Std, Knife-edge (2 mm), Medium Grit, 26 mm Dia, L26Dmf 1 Box 100 Pieces
RT296/1-17-050 | Laboratory Burs | Mandrel, Dental Hand piece: ISO No. 311 104 615 422 060, Steel RP, HP Std, Moore`s Each
RT296/1-17-051 | Laboratory Burs | Polisher, dental: diamond, HP Std, Knife-edge (2 mm), Coarse Grit, 26 mm Dia, L26Dg 1 Box 100 Pieces
RT296/1-17-052 | Laboratory Burs | Polisher, dental: Blue, ISO No. 658 900 114 522 064, Silicon-Carbide, Unmounted, Cyl Flat (23,8 mm) Med Grit Soft Hardness, Dia 6,4 mm 1 Pack 100 Pieces
RT296/1-17-053 | Laboratory Burs | Polisher, dental: Blue, ISO No. 658 900 372 522 220, Silicon-Carbide, Unmounted, Disc (3,0 mm), Med Grit Soft Hardness, Dia 22 mm 1 Pack 100 Pieces
RT296/1-17-054 | Laboratory Burs | Polisher, dental: white, ISO No.658 900 303 523 220, silicon-carbide, unmounted, lenticular (3,5 mm), med grit, med hardness, Dia 22 mm 1 Pack 100 Pieces
RT296/1-17-055 | Laboratory Burs | Polisher, dental: White, ISO No. 658 900 372 523 220, Silicon-Carbide, Unmounted, Disc (3,0 mm), Med Grit Hardness, Dia 22 mm 1 Pack 100 Pieces
RT296/1-17-056 | Laboratory Burs | Polisher, dental: Prepolisher for Permanent Soft Silicone Based Linings, Unmounted, Wheel Shape 1 Pack 12 Pieces; 1 Mandrel
RT296/1-17-057 | Laboratory Burs | Polisher, dental: Dark-brown, ISO No. 618 900 114 534 070, Normal Corundum, Unmounted, Cyl Flat (21 mm), Coarse Grit Hard Hardness, Dia 7,0 mm 1 Box 100 Pieces
RT296/1-17-058 | Laboratory Burs | Polisher, dental: Dark-brown, ISO No. 618 900 372 534 220, Normal Corundum, Unmounted, Disc (3,0 mm), Coarse Grit Hard, Dia 22 mm 1 Box 100 Pieces
RT296/1-17-059 | Laboratory Burs | Polisher, dental: White, ISO No. 658 900 372 525 220, Silicon-Carbide, Unmounted, Disc (2,0 mm), Med Grit X-Hard Hardness, Dia 22 mm 1 Box 100 Pieces
RT296/1-17-060 | Laboratory Burs | Polisher, dental: Diamond Polisher, Unmounted, Knife-edged, Coarse Grit, 15 x 2,5 mm 1 Pack 6 Pieces
RT296/1-17-061 | Laboratory Burs | Polisher, dental: Diamond Polisher, Soft Rubber Wheel Red Each
RT296/1-17-062 | Laboratory Burs | Polisher, dental: Diamond Polisher, Soft Rubber Wheel Red Each
RT296/1-17-063 | Laboratory Burs | Polisher, dental: Diamond Polisher, Soft Rubber Wheel Blue Each
RT296/1-17-064 | Laboratory Burs | Polisher, dental: Diamond Polisher, Soft Rubber Wheel Yellow Each
RT296/1-17-065 | Laboratory Burs | Bur denture trimming excavating : ISO500 104 001 090 050 Tungsten Carbide, HP Std Round
RT296/1-17-066 | Laboratory Burs | Bur denture trimming :ISO no. 500 204 001 001 018, tungsten carbide, HP Std, round, plain cut, Dia 1.8mm
RT296/1-17-067 | Laboratory Burs | Bur denture trimming : ISO 500 123 116 190 015 Tungsten Carbide, HP Std Round
RT296/1-17-068 | Laboratory Burs | Bur denture trimming :ISO no. 500 204 137 006 010, tungsten carbide,HP Std, cylinder round (4.2mm), plain cut, Dia 1.0mm
RT296/1-17-069 | Laboratory Burs | Bur denture trimming :ISO no. 310 204 001 071 021, steel, HP Std, round, fine cut, Dia 2.1mm
RT296/1-17-070 | Laboratory Burs | Bur denture trimming :ISO no. 310 204 237 071 021, steel, HP Std, pear, fine cut, Dia 2.1mm
RT296/1-17-071 | Laboratory Burs | Bur denture trimming : ISO 500 104 194 216 023 Tungsten Carbide, HP Std
RT296/1-18-001 | Laboratory Cobalt-Chrome material | Die Casting powder, Dental: Refractory Investment Material for Ceramic Inlays, Onlays and Facings 1 Box 40 x 30 g bags; 250 ml Mixing Liquid; Measuring Syringe
RT296/1-18-002 | Laboratory Cobalt-Chrome material | Investment, dental: Model Duplicating Material, silicone for duplicating of models and implants. . Set consisting of 2 x 21,2 l (25kg) canisters A&B
RT296/1-18-003 | Laboratory Cobalt-Chrome material | Cobalt-chromium alloy, dental Casting ingot: Base Metal, Removable Partial Dentures, ADA Spec. No.14, Extra Hard 1 container 100g
RT296/1-18-004 | Laboratory Cobalt-Chrome material | Brazing alloy, gold: Precious Ceramic Alloys, Temp 1060 C, Repair and Joining Gold Alloys prior to Ceramic Application, Flame soldering 1 reel 5g
RT296/1-18-005 | Laboratory Cobalt-Chrome material | Relining and Casting adhesive coated wax. 10x10cm. Transparent 0.75mm Box of 35 sheets
RT296/1-18-006 | Laboratory Cobalt-Chrome material | Cobalt-Chromium alloy, dental casting base matel; removable partial dentures;ADA SPEC NO 14
RT296/1-19-001 | Laboratory components | Clasp, retainer, dental: Pre-formed, S/Steel, Ball, Dia 0,7 mm 1 Pack 100 Pieces
RT296/1-20-001 | Laboratory Crown and Bridge Material | Ceramic liquid, dental: Aluminium Oxide bonding ceramic substructure system (Allumina) 1 Container 20 x 5ml Ampoules
RT296/1-20-002 | Laboratory Crown and Bridge Material | Ceramic liquid, dental: Mixing Liquid Additive 1 Bottle 5ml
RT296/1-20-003 | Laboratory Crown and Bridge Material | Ceramic liquid, dental: Testing Liquid 1 Bottle 6ml
RT296/1-20-004 | Laboratory Crown and Bridge Material | Die spacer, dental: Interspace Varnish 1 Bottle 30ml
RT296/1-20-005 | Laboratory Crown and Bridge Material | Hardener, dental: Stabilizer 1 Bottle 30ml
RT296/1-20-006 | Laboratory Crown and Bridge Material | Lubricant, mould, dental: Sealant 1 Bottle 30ml
RT296/1-20-007 | Laboratory Crown and Bridge Material | Thinners, dental die spacer: Interspace Varnish Thinner 1 Bottle 30ml
RT296/1-20-008 | Laboratory Crown and Bridge Material | Ceramic Powder, Dental: Vita In-Ceram Alumina Glass Powder No`s. A1, A2, A3 , A3.5, A4, B1, B2, B3, B4,C1,C2,C3, C4, D3,D4 1 Bottle 25g
RT296/1-20-009 | Laboratory Crown and Bridge Material | Ceramic Powder, Dental: Powder Aluminium Oxide 1 Box 400g
RT296/1-20-010 | Laboratory Crown and Bridge Material | Ceramic powder, dental: Chrome Cobalt Bonding Agent 1 Jar 39ml
RT296/1-20-011 | Laboratory Crown and Bridge Material | Ceramic liquid, dental: Wetting agent Spray-On Indicator 1 Bottle 250ml
RT296/1-20-012 | Laboratory Crown and Bridge Material | Ceramic assortment kit, dental: Internal Staining Kit Kit
RT296/1-20-013 | Laboratory Crown and Bridge Material | Ceramic liquid, dental: Internal Fluid 1 Bottle 20ml
RT296/1-20-014 | Laboratory Crown and Bridge Material | Ceramic powder, dental: External Finishing Agent 1 Bottle 5g
RT296/1-20-015 | Laboratory Crown and Bridge Material | Ceramic powder, dental: External Stain No`s. AKZ 01 to AKZ 20 1 Bottle 3g
RT296/1-20-016 | Laboratory Crown and Bridge Material | Ceramic powder, dental: Internal Stain No`s. INT 01 to INT 12 1 Bottle 5g
RT296/1-20-017 | Laboratory Crown and Bridge Material | Ceramic powder, dental for zirconia bonding: Chroma Plus 1 bottle 12g
RT296/1-20-018 | Laboratory Crown and Bridge Material | Ceramic veneering material for allumina: Ceramic Sub-structures (In the CTE Range of Approx. 7.2-7.9g), Basic Kit Kit
RT296/1-20-019 | Laboratory Crown and Bridge Material | Ceramic veneering material for allumina: Ceramic Sub-structures (In the CTE Range of Approx. 7.2-7.9g), Professional Kit Kit
RT296/1-20-020 | Laboratory Crown and Bridge Material | Ceramic veneering material for allumina: Ceramic Sub-structures (In the CTE Range of Approx. 7.2-7.9g), Gingiva Kit Kit
RT296/1-20-021 | Laboratory Crown and Bridge Material | Ceramic veneering material for allumina: Ceramic Sub-structures (In the CTE Range of Approx. 7.2-7.9g), Base dentine 1 bottle 12g
RT296/1-20-022 | Laboratory Crown and Bridge Material | Ceramic veneering material for allumina: Ceramic Sub-structures (In the CTE Range of Approx. 7.2-7.9g), Base dentine 1 bottle 50g
RT296/1-20-023 | Laboratory Crown and Bridge Material | Ceramic veneering material for allumina: Ceramic Sub-structures (In the CTE Range of Approx. 7.2-7.9g), Dentine 1 bottle 12g
RT296/1-20-024 | Laboratory Crown and Bridge Material | Ceramic veneering material for allumina: Ceramic Sub-structures (In the CTE Range of Approx. 7.2-7.9g), Dentine 1 bottle 50g
RT296/1-20-025 | Laboratory Crown and Bridge Material | Ceramic veneering material for allumina: Ceramic Sub-structures (In the CTE Range of Approx. 7.2-7.9g), Effect Chroma 1 bottle 12g
RT296/1-20-026 | Laboratory Crown and Bridge Material | Ceramic veneering material for allumina: Ceramic Sub-structures (In the CTE Range of Approx. 7.2-7.9g), Effect Enamel 1 bottle 12g
RT296/1-20-027 | Laboratory Crown and Bridge Material | Ceramic veneering material for allumina: Ceramic Sub-structures (In the CTE Range of Approx. 7.2-7.9g), Effect Liner 1 bottle 12g
RT296/1-20-028 | Laboratory Crown and Bridge Material | Ceramic veneering material for allumina: Ceramic Sub-structures (In the CTE Range of Approx. 7.2-7.9g), Mamelon 1 bottle 12g
RT296/1-20-029 | Laboratory Crown and Bridge Material | Ceramic veneering material for allumina: Ceramic Sub-structures (In the CTE Range of Approx. 7.2-7.9), Effect Opal 1 bottle 12g
RT296/1-20-030 | Laboratory Crown and Bridge Material | Ceramic veneering material for allumina: Ceramic Sub-structures (In the CTE Range of Approx. 7.2-7.9g), Window 1 bottle 12g
RT296/1-20-031 | Laboratory Crown and Bridge Material | Ceramic veneering material for allumina: Ceramic Sub-structures (In the CTE Range of Approx. 7.2-7.9g), Window 1 bottle 50g
RT296/1-20-032 | Laboratory Crown and Bridge Material | Ceramic veneering material for allumina: Ceramic Sub-structures (In the CTE Range of Approx. 7.2-7.9g), Enamel 1 bottle 12g
RT296/1-20-033 | Laboratory Crown and Bridge Material | Ceramic veneering material for allumina: Ceramic Sub-structures (In the CTE Range of Approx. 7.2-7.9g), Enamel 1 bottle 50g
RT296/1-20-034 | Laboratory Crown and Bridge Material | Ceramic veneering material for allumina: Ceramic Sub-structures (In the CTE Range of Approx. 7.2-7.9g), Pearl 1 bottle 12g
RT296/1-20-035 | Laboratory Crown and Bridge Material | Ceramic veneering material for allumina: Ceramic Sub-structures (In the CTE Range of Approx. 7.2-7.9g), Neutral 1 bottle 12g
RT296/1-20-036 | Laboratory Crown and Bridge Material | Ceramic veneering material for allumina: Ceramic Sub-structures (In the CTE Range of Approx. 7.2-7.9g), Neutral 1 bottle 50g
RT296/1-20-037 | Laboratory Crown and Bridge Material | Ceramic veneering material for allumina: Ceramic Sub-structures (In the CTE Range of Approx. 7.2-7.9g), Chroma Plus 1 bottle 12g
RT296/1-20-038 | Laboratory Crown and Bridge Material | Ceramic veneering material for allumina: Ceramic Sub-structures (In the CTE Range of Approx. 7.2-7.9g), Gingiva 1 bottle 12g
RT296/1-20-039 | Laboratory Crown and Bridge Material | Ceramic veneering material for allumina: Ceramic Sub-structures (In the CTE Range of Approx. 7.2-7.9g), No commentive 1 bottle 12g
RT296/1-20-040 | Laboratory Crown and Bridge Material | Metal bonding porcelain: In the conventional CTE Range available in three dimensional shades, basic kit powder Kit
RT296/1-20-041 | Laboratory Crown and Bridge Material | Metal bonding porcelain: In the conventional CTE Range available in three dimensional shades, bleach colour kit powder Kit
RT296/1-20-042 | Laboratory Crown and Bridge Material | Metal bonding porcelain: In the conventional CTE Range available in three dimensional shades, Professional kit powder Kit
RT296/1-20-043 | Laboratory Crown and Bridge Material | Metal bonding porcelain: In the conventional CTE Range available in three dimensional shades, Gingiva kit powder Kit
RT296/1-20-044 | Laboratory Crown and Bridge Material | Metal bonding porcelain: In the conventional CTE Range available in three dimensional shades, Margin kit powder Kit
RT296/1-20-045 | Laboratory Crown and Bridge Material | Metal bonding porcelain: In the conventional CTE Range available in three dimensional shades, Wash Opaque Powder 1 Bottle 50g
RT296/1-20-046 | Laboratory Crown and Bridge Material | Metal bonding porcelain: In the conventional CTE Range available in three dimensional shades, Opaque OP (Assorted Shade Range) 1 Bottle 12g
RT296/1-20-047 | Laboratory Crown and Bridge Material | Metal bonding porcelain: In the conventional CTE Range available in three dimensional shades, Paste Opaque OP (Assorted Shade Range) 1 Bottle 50g
RT296/1-20-048 | Laboratory Crown and Bridge Material | Metal bonding porcelain: In the conventional CTE Range available in three dimensional shades, Effect Chroma (Assorted Shade Range) 1 Bottle 12g
RT296/1-20-049 | Laboratory Crown and Bridge Material | Metal bonding porcelain: In the conventional CTE Range available in three dimensional shades, Effect Enamel (Assorted Shade Range) 1 Bottle 12g
RT296/1-20-050 | Laboratory Crown and Bridge Material | Metal bonding porcelain: In the conventional CTE Range available in three dimensional shades, Effect Liner (Assorted Shade Range) 1 Bottle 12g
RT296/1-20-051 | Laboratory Crown and Bridge Material | Metal bonding porcelain: In the conventional CTE Range available in three dimensional shades, Effect Pearl (Assorted Shade Range) 1 Bottle 12g
RT296/1-20-052 | Laboratory Crown and Bridge Material | Metal bonding porcelain: In the conventional CTE Range available in three dimensional shades, Mamelon (Assorted Shade Range) 1 Bottle 12g
RT296/1-20-053 | Laboratory Crown and Bridge Material | Metal bonding porcelain: In the conventional CTE Range available in three dimensional shades, Margin (Assorted Shade Range) 1 Bottle 12g
RT296/1-20-054 | Laboratory Crown and Bridge Material | Metal bonding porcelain: In the conventional CTE Range available in three dimensional shades, Chroma Plus (Assorted Shade Range) 1 Bottle 12g
RT296/1-20-055 | Laboratory Crown and Bridge Material | Metal bonding porcelain: In the conventional CTE Range available in three dimensional shades, Colour Opaque (Assorted Shade Range) 1 Bottle 12g
RT296/1-20-056 | Laboratory Crown and Bridge Material | Ceramic block dental, Zirconia Disc with step, top translucent, Dia 98.5mm, thick 12, 14, 16, 18 & 20mm Packaging: Each
RT296/1-20-057 | Laboratory Crown and Bridge Material | Ceramic block dental, Zirconia Disc with step, super translucent, Dia 98.5mm, thick 12, 14, 16, 18, 20, 22 & 25mm Packaging: Each
RT296/1-20-058 | Laboratory Crown and Bridge Material | Ceramic block dental, Lithium Disilicate high translucent, 5 pieces per box, 10 shades Packaging: Set
RT296/1-20-059 | Laboratory Crown and Bridge Material | Ceramic powder, dental for zirconia bonding: Basic Set Packaging: Set
RT296/1-20-060 | Laboratory Crown and Bridge Material | Ceramic powder, dental for zirconia bonding: Advanced Set Packaging: Set
RT296/1-20-061 | Laboratory Crown and Bridge Material | Ceramic powder, dental for zirconia bonding: Dentine No. D-A1, A2, A3, A3.5, A4, B1, B2, B3, B4, C1, C2, C3, C4, D2, D3 & D4, 1 Bottle 20g Packaging: Bottle
RT296/1-20-062 | Laboratory Crown and Bridge Material | Ceramic liquid, Dental: LiSi Modelling Liquid, 1 Bottle 20ml Packaging: Bottle
RT296/1-20-063 | Laboratory Crown and Bridge Material | Powder, gingiva colour acrylic powder, 1 x 35g bottle
RT296/1-20-064 | Laboratory Crown and Bridge Material | Flask, silicone duplicating flask, Investment flask to be used with the Castdon system
RT296/1-20-065 | Laboratory Crown and Bridge Material | Investment, dental: Model Duplicating Material, silicone for duplicating of models and implants. Set consisting of 2 x 21,2 l (25kg) canisters A&B
RT296/1-20-066 | Laboratory Crown and Bridge Material | Gold alloy, Casting, dental: Type II, Light and Moderate Stress with High Burnish ability, Colour Rich Yellow, Minimum Noble Content of 72%, ADA Spec No.5 and DIN 13906 1 bag 100g
RT296/1-20-067 | Laboratory Crown and Bridge Material | Gold alloy, Casting, Dental: Type III, Moderate and High Stress, Colour Yellow, Minimum Noble Content of 70%, ADA Spec. No 5 and Din 13906 1 bag 100g
RT296/1-20-068 | Laboratory Crown and Bridge Material | Non-precious alloy, Casting, dental: Type III Gold Alloy Characteristics, Crown and Bridge Technique, ANSI/ADA Specification No.5, Acceptable for Cast Dental Prosthetic Devices 1 bag 50g
RT296/1-20-069 | Laboratory Crown and Bridge Material | Gold Alloy, Casting, Dental: High Gold, Porcelain Bonding, Colour Pale Yellow, Minimum Noble Content of 95% 1 bag 100g
RT296/1-20-070 | Laboratory Crown and Bridge Material | Gold Alloy, Casting, Dental: High Gold, Porcelain Bonding, Colour Rich Yellow, Bio-compatible, Minimum Noble Content of 96% 1 bag 100g
RT296/1-20-071 | Laboratory Crown and Bridge Material | Palladium Alloy, Casting ingot, Dental: Porcelain Bonding, Colour White, Minimum PGM Content of 73%, Casting Temperature 1400 Deg 1 bag 25g
RT296/1-20-072 | Laboratory Crown and Bridge Material | Ceramic Alloy, Casting ingot, Dental: Non-Precious, Ni-Cr-Mo, Colour White, Beryllium Free, ADA Spec. No.14 1 bag 250g
RT296/1-20-073 | Laboratory Crown and Bridge Material | Nickel-Chromium Alloy, Casting ingot, Dental: Non-Precious, Ni-Cr-Mo Superalloy, Melting Temp 1150-1280 Degree C, Beryllium Free 1 pack 100g
RT296/1-20-074 | Laboratory Crown and Bridge Material | Brazing alloy, gold: Precious Ceramic Alloys, Temp 810 C, Joining Gold Alloys after Ceramic Application, Post soldering in Furnace 1 reel 5g
RT296/1-20-075 | Laboratory Crown and Bridge Material | Hardener, Dental: Plaster Hardener and Water Repellent, Plastic Solution 1 bottle 150ml
RT296/1-20-076 | Laboratory Crown and Bridge Material | Asbestos free strip, dental: Liner, 40mm x 30 metre 1 roll 30 metres
RT296/1-20-077 | Laboratory Crown and Bridge Material | Separating media, crown and bridge wax 1 Bottle 1 litre
RT296/1-20-078 | Laboratory Crown and Bridge Material | Mould, isolating agent, silicon basis, crown and bridge wax dipping technique 1 Bottle 50ml
RT296/1-20-079 | Laboratory Crown and Bridge Material | Die Spacer, Dental: Varnish, Paint on Liquid Set, Blue and Grey Set - 1 Bottle Blue Die Spacer 1/2 oz, 1 Bottle Grey Die Spacer 1/2 oz, 1 Bottle die Prep Setting Retardant 2 oz
RT296/1-20-080 | Laboratory Crown and Bridge Material | Cone, felt, dental grinding and polishing machine: Lathe Chuck Mounting, Small, Dia 18 mm Each
RT296/1-20-081 | Laboratory Crown and Bridge Material | Wheel, buffing: Linnen, ISO No.010 900 372 002 210, unmounted, Disc, 30 Ply, Dia 21 mm Each
RT296/1-20-082 | Laboratory Crown and Bridge Material | Wheel, abrasive: White, High-Grade Corundum, Lathe Chuck Mounting with Metal Centre, Square Edge, Coarse Grit, Dia 76 x 10 mm Each
RT296/1-20-083 | Laboratory Crown and Bridge Material | Wheel, Buffing: Wool, Lathe Chuck Mounting with Plastic Hub, Dia 100 mm Each
RT296/1-20-084 | Laboratory Crown and Bridge Material | Plastic sprue, dental: Burnout Casting, with Reservoir, Tip Dia 1,5 mm 1 Box 1000 Pieces
RT296/1-20-085 | Laboratory Crown and Bridge Material | Plastic sprue, dental: Burnout Casting, with Reservoir, Tip Dia 2,5 mm 1 Box 1000 Pieces
RT296/1-20-086 | Laboratory Crown and Bridge Material | Ceramic Alloy, Casting ingot, Dental: Non-Precious, Ni-Cr-Mo, Colour White, Beryllium Free, ADA Spec. No.14 1 bag 250
RT296/1-20-087 | Laboratory Crown and Bridge Material | Wheel, abrasvie Mizzy Heatless; unmounted; DIA 25 X 3MM; NO 2
RT296/1-20-088 | Laboratory Crown and Bridge Material | Powder, gingiva colour acrylic powder, 1 x 35g bottle
RT296/1-20-089 | Laboratory Crown and Bridge Material | Powder, gingiva colour acrylic powder, 1 x 35g bottle
RT296/1-20-090 | Laboratory Crown and Bridge Material | Liquid, monomer refill for colour kit, 1 x 50ml bottle
RT296/1-20-091 | Laboratory Crown and Bridge Material | All ceramic sub-structure porcelains for zirconia bonding: Basic Kit, CTE Range 8.8-9.2 approx. 100MPA Kit
RT296/1-20-092 | Laboratory Crown and Bridge Material | All ceramic sub-structure porcelains for zirconia bonding: Gingival Kit, CTE Range 8.8-9.2 approx. 100MPA Kit
RT296/1-20-093 | Laboratory Crown and Bridge Material | All ceramic sub-structure porcelains for zirconia bonding: Aesthetic Kit for ceramic block Kit
RT296/1-20-094 | Laboratory Crown and Bridge Material | Ceramic powder, dental for zirconia bonding: Bonder Kit Powder Kit
RT296/1-20-095 | Laboratory Crown and Bridge Material | Ceramic powder, dental for zirconia bonding: Bonder Kit Paste Kit
RT296/1-20-096 | Laboratory Crown and Bridge Material | Ceramic powder, dental for zirconia bonding: Dentine 1 bottle 12g
RT296/1-20-097 | Laboratory Crown and Bridge Material | Ceramic powder, dental for zirconia bonding: Bonder 1 bottle 12g
RT296/1-20-098 | Laboratory Crown and Bridge Material | Ceramic powder, dental for zirconia bonding: Bonder Paste 1 bottle 12g
RT296/1-20-099 | Laboratory Crown and Bridge Material | Ceramic powder, dental for zirconia bonding: Enamel 1 bottle 12g
RT296/1-20-100 | Laboratory Crown and Bridge Material | Ceramic powder, dental for zirconia bonding: Chroma 1 bottle 12g
RT296/1-20-101 | Laboratory Crown and Bridge Material | Ceramic powder, dental for zirconia bonding: Opal 1 bottle 12g
RT296/1-20-102 | Laboratory Crown and Bridge Material | Ceramic powder, dental for zirconia bonding: No commentive 1 bottle 12g
RT296/1-20-103 | Laboratory Crown and Bridge Material | Ceramic powder, dental for zirconia bonding: Gingiva 1 bottle 12g
RT296/1-20-104 | Laboratory Crown and Bridge Material | Ceramic assortment kit, Dental: Luminary and Opal Translucent Porcelains Kit - 12 x 12g
RT296/1-20-105 | Laboratory Crown and Bridge Material | Ceramic assortment kit, dental: Gingiva Porcelains Kit - 6 x 12g
RT296/1-20-106 | Laboratory Crown and Bridge Material | Ceramic assortment kit, dental: Opaque Kit Kit (Opaque Wash, Paste, Liquid, Brush and Spatula)
RT296/1-20-107 | Laboratory Crown and Bridge Material | Ceramic liquid, dental: Paste Opaque 1 Bottle 15ml
RT296/1-20-108 | Laboratory Crown and Bridge Material | Ceramic powder, dental: Gingiva Porcelain G1 to G6 1 Bottle 12g
RT296/1-20-109 | Laboratory Crown and Bridge Material | Ceramic powder, dental: Luminary No`s. LM1 to LM9 1 Bottle 12g
RT296/1-20-110 | Laboratory Crown and Bridge Material | Ceramic powder, dental: Opal Translucent No`s. OT1 to OT3 1 Bottle 12g
RT296/1-20-111 | Laboratory Crown and Bridge Material | Ceramic powder, dental: Cervical No`s. 091, 092, 093 and 094 1 Bottle 12g
RT296/1-20-112 | Laboratory Crown and Bridge Material | Ceramic powder, dental: Omega Colour Opaque No`s. 021, 022, 023, 024, 025, 026, 027 and 028 1 Bottle 12g
RT296/1-20-113 | Laboratory Crown and Bridge Material | Ceramic powder, dental: No commentive No.121 1 Bottle 12g
RT296/1-20-114 | Laboratory Crown and Bridge Material | Ceramic powder, dental: Omega Intensive No`s. 111, 112, 113, 114, 115, 116, 117, 118, 119 and 120 1 Bottle 12g
RT296/1-20-115 | Laboratory Crown and Bridge Material | Ceramic powder, dental: Omega Opaque Dentine No`s. 031, 032, 033, 034, 035, 036, 037, 038, 039, 040, 041, 042, 043, 044, 045 and 046 1 Bottle 50g
RT296/1-20-116 | Laboratory Crown and Bridge Material | Ceramic powder, dental: Opaque No`s. 001, 002, 003, 004, 005, 006, 007, 008, 009, 010, 011, 012, 013, 014, 015 and 016 1 Bottle 50g
RT296/1-20-117 | Laboratory Crown and Bridge Material | Ceramic powder, dental: Paste Opaque No`s. A1, A2, A3, A4, B1, B2, B3, B4, C1, C2, C3, C4, D2 and D4 1 Bottle 5g
RT296/1-20-118 | Laboratory Crown and Bridge Material | Ceramic powder, dental: Past Opaque Wash 1 Bottle 7g
RT296/1-20-119 | Laboratory Crown and Bridge Material | Ceramic powder, dental: Translucent No`s. 081, 082, 083, 084, 085, 086, 087, 088 and 089 1 Bottle 50g
RT296/1-20-120 | Laboratory Crown and Bridge Material | Ceramic liquid, dental: Aluminium Oxide bonding ceramic substructure system (Allumina) 1 Container 20 x 5ml Ampoules
RT296/1-20-121 | Laboratory Crown and Bridge Material | Ceramic liquid, dental: Mixing Liquid Additive 1 Bottle 5ml
RT296/1-20-122 | Laboratory Crown and Bridge Material | Ceramic liquid, dental: Testing Liquid 1 Bottle 6ml
RT296/1-20-123 | Laboratory Crown and Bridge Material | Die spacer, dental: Interspace Varnish 1 Bottle 30ml
RT296/1-20-124 | Laboratory Crown and Bridge Material | Hardener, dental: Stabilizer 1 Bottle 30ml
RT296/1-20-125 | Laboratory Crown and Bridge Material | Lubricant, mould, dental: Sealant 1 Bottle 30ml
RT296/1-20-126 | Laboratory Crown and Bridge Material | Thinners, dental die spacer: Interspace Varnish Thinner 1 Bottle 30ml
RT296/1-20-127 | Laboratory Crown and Bridge Material | Ceramic Powder, Dental: Vita In-Ceram Alumina Glass Powder No`s. A1, A2, A3 , A3.5, A4, B1, B2, B3, B4,C1,C2,C3, C4, D3,D4 1 Bottle 25g
RT296/1-20-128 | Laboratory Crown and Bridge Material | Ceramic Powder, Dental: Powder Aluminium Oxide 1 Box 400g
RT296/1-21-001 | Laboratory Finishing and Polishing Material | Finishing agent for use to achieve a smooth and even surface to enhance finishing and polishing process, finishing kit consisting of 15ml varnish and 30ml thinner
RT296/1-21-002 | Laboratory Finishing and Polishing Material | Finishing agent for use to achieve a smooth and even surface to enhance finishing and polishing process, 1 x 30ml bottle
RT296/1-21-003 | Laboratory Finishing and Polishing Material | Wheel abrasive model trimmer; GAMBERINI PIETRO; MODEL SQ/OR; COARSE GRIT
RT296/1-21-004 | Laboratory Finishing and Polishing Material | Wheel abrasive, model trimmer; GAMBERINI PIETRO; MODEL SQ/OR;FINE GRIT
RT296/1-21-005 | Laboratory Finishing and Polishing Material | Scotchbrite wheels unmounted course: 10 polising disks, 4 supporting disks plus 1 mandrel With open structure for cooling, suitable for processing of soft materials
RT296/1-22-001 | Laboratory Implant Components | SBA1 (Hex/Engaging) plastic castable sleeve for direct procedure to fit LSA12.
RT296/1-22-002 | Laboratory Implant Components | SBA5 (Non-Hex/Non-Engaging) plastic castable sleeve for direct procedure to fit LSA12
RT296/1-22-003 | Laboratory Implant Components | TCBA1h and TCBA5h (Hex/Engaging) titanium abutment uses 2 series screws.
RT296/1-22-004 | Laboratory Implant Components | TCBA1h and TCBA5h (Non-Hex/Non-Engaging) titanium abutment uses 2 series screws.
RT296/1-22-005 | Laboratory Implant Components | PKBA2h (Hex/Engaging) peek abutment (semi-crystalline thermoplastic) uses 2 series screws
RT296/1-22-006 | Laboratory Implant Components | PKBA2h (Non-Hex/Non-Engaging) peek abutment (semi-crystalline thermoplastic) uses 2 series screws
RT296/1-22-007 | Laboratory Implant Components | SBA 16 (Hex/Engaging) passive abutment plastic castable sleeve to fit LSA12. Uses 2 series screws
RT296/1-22-008 | Laboratory Implant Components | SBA-17-TT (Non-Hex/Non-Engaging) passive abutment, plastic castable sleeve to fit LSA 12 uses 2 series screws
RT296/1-22-009 | Laboratory Implant Components | BA, Bai &BAT, and BATi Implant range diameter 5.0mm implants and components
RT296/1-22-010 | Laboratory Implant Components | LSA12, colour code: yellow, platform diameter: 5.0mm, hx height: 0.70mm, hex width: 2.70mm
RT296/1-22-011 | Laboratory Implant Components | IBS, Ibi, and IBT/IBTi & IBPS implant range diameter 3.75mm & 4.0mm implants and components for laboratory analogues
RT296/1-22-012 | Laboratory Implant Components | LS12, colour code: grey/silver, platform diameter: 4.05mm & 4.60mm, Hex Heigh: 0.70mm, hex width: 2.70mm.
RT296/1-22-013 | Laboratory Implant Components | SB1 (Hex/Engaging) plastic castable sleeve for direct procedure to fit LS12
RT296/1-22-014 | Laboratory Implant Components | SB5 (Non-Hex/Non-Engaging) plastic castable sleeve for direct procedure to fit LS12.
RT296/1-22-015 | Laboratory Implant Components | TCB1nh and TCB5nh (Non-Hex/Non-Engaging), titanium abutment, uses 2 series screws.
RT296/1-22-016 | Laboratory Implant Components | PKB2h (Hex/Engaging), peek abutment (semi-crystalline thermoplastic) uses 2 series screws.
RT296/1-22-017 | Laboratory Implant Components | PKB2nh (Non-Hex/Non-Engaging) peek abutment (semi-crystalline thermoplastic) uses 2 series screws.
RT296/1-22-018 | Laboratory Implant Components | SBN16 (Hex/Engaging) Passive abutment, plastic castable sleeve. To fit LS12, uses 2 series screws.
RT296/1-22-019 | Laboratory Implant Components | SBN-17-TT (Non-Hex/Non/Engaging) passive abutment plastic castable sleeve. Tof fit LS12. Uses 2 series screws.
RT296/1-22-020 | Laboratory Implant Components | IBN & IBNT implant range diameter 3.25mm implants and components
RT296/1-22-021 | Laboratory Implant Components | LSN12, colour code: blue, platform diameter: 3.43mm, hx height: 0.70mm, hew width: 2.54mm.
RT296/1-22-022 | Laboratory Implant Components | SBN1 (Hex/Engaging) plastic castable sleeve for direct procedure to fit LSN12.
RT296/1-22-023 | Laboratory Implant Components | SBN5 (Non-Hex/Non-Engaging) plastic castable sleeve for direct procedure to fit LSN 12.
RT296/1-22-024 | Laboratory Implant Components | TCBN1h and TCBN5h (Hex/Engaging), titanium abutment uses 2 series screws.
RT296/1-22-025 | Laboratory Implant Components | TCBN1nh and TCBN5nh (Non-Hex/Non-Engaging), titanium abutment, uses 2 series screws.
RT296/1-22-026 | Laboratory Implant Components | PKBN2h (Hex/Engaging), peek abutment (semi-crystalline thermoplastic), uses 2 series screws.
RT296/1-22-027 | Laboratory Implant Components | PKBN2nh (Non-Hex/Non-Engaging), peek abutment (semi-crystalline thermoplastic), uses 2 series screws.
RT296/1-22-028 | Laboratory Implant Components | SBN16 (Hex/Engaging) passive abutment plastic castable sleeve to fit LSN12. Uses 2 series screws.
RT296/1-22-029 | Laboratory Implant Components | SBN-17-TT (Non-Hex/Non/Engaging) passive abutment plastic castable sleeve. Tof fit LSN12. Uses 2 series screws.
RT296/1-22-030 | Laboratory Implant Components | IP&MSc-IP Implant range: diameter 3.0mm implant and components - laboratory analogues and prosthetic components
RT296/1-22-031 | Laboratory Implant Components | LP12, colour code: purple, platform diameter: 3.0mm, hex height: 0.70mm, hex width: 2.15mm
RT296/1-22-032 | Laboratory Implant Components | SP16 (Hex/Engaging) passive abutment plastic cast to fit LSN12. Uses TS-P-16 retaining screw.
RT296/1-22-033 | Laboratory Implant Components | SP17 (Non-Hex/Non-Engaging) passive abutment plastic cast. Fit LSN 12. uses TS-P-16 retaining screw.
RT296/1-22-034 | Laboratory Implant Components | TCBN1h (Hex/Engaging), titanium abutment, uses TS-P-16 retaining screw.
RT296/1-22-035 | Laboratory Implant Components | TCBN1nh (Non-Hex/Non-Engaging), titanium abutment, uses TS-P-16 retaining screw.
RT296/1-22-036 | Laboratory Implant Components | PKIP2h (Hex/Engaging), peek abutment (semi-crystalline thermoplastic) uses TS-P-16
RT296/1-22-037 | Laboratory Implant Components | PKIP2h (Non-Hex/Non-Engaging), peek abutment (semi-crystalline thermoplastic) uses TS-P-16
RT296/1-22-038 | Laboratory Implant Components | SBN16 (Hex/Engaging) passive abutment plastic castable sleeve to fit LP12. Uses 2 series screws.
RT296/1-22-039 | Laboratory Implant Components | SBN-17-TT (Non-Hx/Non/Engaging) passive abutment plastic castable sleeve. Tof fit LP12. Uses 2 series screws.
RT296/1-22-040 | Laboratory Implant Components | BSS2: laboratory screw to hold the implant abutment in place
RT296/1-22-041 | Laboratory Implant Components | TSS2 titanium prosthetic screw - clinicians screw down the implant crown in position
RT296/1-22-042 | Laboratory Implant Components | GSS2: gold prosthetic screw - clinician screw down the implant crown in position
RT296/1-22-043 | Laboratory Implant Components | TS-P-16: titanium prosthetic screw - clinician uses to screw down implant crown in position.
RT296/1-22-044 | Laboratory Implant Components | TS-P-16: titanium prosthetic screw - clinician uses to screw down implant crown in position.
RT296/1-22-045 | Laboratory Implant Components | BBBS, BBBi & BBT, and BBBTi implant range diameter 6.0mm implants and components laboratory analogues and prosthetic components
RT296/1-22-046 | Laboratory Implant Components | LBBBS12, colour code: green, platform diameter: 6.0mm, hex height: 0.70mm, hex width: 2.70mm.
RT296/1-22-047 | Laboratory Implant Components | SBBB1 (Hex/Engaging) plastic castable sleeve for direct procedure to it LSA12.
RT296/1-22-048 | Laboratory Implant Components | SBBB5 (None to -Hex/Non-Engaging) plastic castable sleeve for direct procedure to fit LSA12
RT296/1-22-049 | Laboratory Implant Components | TCBBB1h and TCBBB5h (Hex/Engaging) titanium abutment uses 2 series screws.
RT296/1-22-050 | Laboratory Implant Components | TCBBB1h and TCBBB5h (Non-Hex/Non-Engaging) titanium abutment uses 2 series screws.
RT296/1-22-051 | Laboratory Implant Components | PKBBB2h (Hex/Engaging) peek abutment (semi-crystalline thermoplastic) uses 2 series screws.
RT296/1-22-052 | Laboratory Implant Components | PKBBB2h (Non-Hex/Non-Engaging) peek abutment (semi-crystalline thermoplastic) uses 2 series screws.
RT296/1-22-053 | Laboratory Implant Components | SBBB16 (Hex/Engaging) plastic castable sleeve for direct procedure to it LSA12. Uses 2 series screws.
RT296/1-22-054 | Laboratory Implant Components | SBBB-17-TT (Non-Hex/Non-Engaging) passive abutment, plastic castable sleeve to fit LSA12. Uses 2 series screws.
RT296/1-23-001 | Laboratory Material | Articulator, dental: Plastic, black, plaster less solid not hinge type, starter kit
RT296/1-23-002 | Laboratory Material | Baseplate, Dental: Shellack, Lower Form, 2mm 1 Box 50 Pieces
RT296/1-23-003 | Laboratory Material | Baseplate, Dental: Shellack, Upper Form, 2 mm 1 Box 50 Pieces
RT296/1-24-001 | Laboratory Orthodontic Material | Flux, soldering: stainless steel orthodontic wires, paste 1 jar 28,35g (1oz)
RT296/1-24-002 | Laboratory Orthodontic Material | Arch wire, dental: Round, Straight, Stainless Steel, Length 360mm, Dia 0,25mm 1 length 360mm
RT296/1-24-003 | Laboratory Orthodontic Material | Screw, expansion dental piston spring system; PISTON SPRING, LG 4M
RT296/1-24-004 | Laboratory Orthodontic Material | Screw, expansion dental piston spring system; PISTON SPRING; LG 6MM
RT296/1-24-005 | Laboratory Orthodontic Material | Screw, expansion dental piston spring system; PISTON SPRING; LG 8MM
RT296/1-24-006 | Laboratory Orthodontic Material | Screw, expansion, dental piston spring system: Serrated housing nuts; LG 3MM
RT296/1-24-007 | Laboratory Orthodontic Material | Orthodontic silver solder Coil 10g low differential betwwen a melting point of 700 degree celcius and flowing point for better control 25 gauge, solidus 655°C, Liquidus 680°C composition : Ag 59.0, Zn 25.0, Cu 16.0
RT296/1-24-008 | Laboratory Orthodontic Material | Solder Universal /PD white 15cm, Pack of 12 pieces On silver basis Ready for use with integrated flux for all dental alloys Melting temperature 630°C -680°C
RT296/1-24-009 | Laboratory Orthodontic Material | Model gloss 4,5 litre
RT296/1-24-010 | Laboratory Orthodontic Material | Dental Flux Paste 80g Melting point lower than solder Should not increase in volume Should spread evenly and remain on parent metal with violatization easily removable after soldering
RT296/1-25-001 | Liner | Reliner kit, denture: Soft, Silicone Based with Adhesive Set - 45 g Material, 15 ml Adhesive
RT296/1-26-001 | Local Anaesthesia | Topical Local anaesthetic Spray, Dental:10mg Xylocaine Spray, 1x50ml Bottle with nozzle
RT296/1-26-002 | Local Anaesthesia | Lignocaine and Noradrenalin injection: Local anaesthetic, 100 ampules, 1.8ml each
RT296/1-26-003 | Local Anaesthesia | Lignocaine Hydrochloride: Local Anaesthetic, 100 ampules, 1.8ml each
RT296/1-26-004 | Local Anaesthesia | Articaine Hydrochloride with epinephrine 4% in 1:100,000 composition: Local Anaesthetic, Box of 50 capsules, 1.7ml each
RT296/1-26-005 | Local Anaesthesia | Mepivacaine Hydrochloride 3% Local Anaesthetic without vasoconstrictor Anaesthetic,Box with 50 capsules, 1.7ml each
RT296/1-26-006 | Local Anaesthesia | Mepivacaine Hydrochloride 2% Local Anaesthetic with vasoconstrictor Anaesthetic,Box with 50 capsules, 1.7ml each
RT296/1-27-001 | Maintenance | Cleaning and lubricating compound for dental handpieces: Turbines, INTRAL L Motor, INTRA Handpieces and INTRA Heads 1 Can 500 ml
RT296/1-27-002 | Maintenance | Adaptor for cleaning and lubricating dental handpieces: Spray Nozzle for Multiflex system Each
RT296/1-27-003 | Maintenance | Adaptor for cleaning and lubricating dental handpiece: Spray Nozzle for INTRA Instruments/L-motors/Turbines with Fixed Connection Each
RT296/1-27-004 | Maintenance | Cleaning and lubricating compound for dental handpieces: For Quatro care Machine 1 Can 500 ml ICN:6520-18-186-1587 TI
RT296/1-27-005 | Maintenance | Cleaning and lubricating compound for dental handpiece: Universal, Ball Bearing Turbine and Micromotor Attachment 1 Can 250 ml
RT296/1-27-006 | Maintenance | Adaptor for cleaning and lubricating dental handpiece: Fibre-Optic Turbines with ROTO-Quick Coupling Each
RT296/1-27-007 | Maintenance | Adaptor for cleaning and lubricating dental handpiece: Turbines and Airmotor with ROTO-Quick Coupling Each
RT296/1-27-008 | Maintenance | Cleaning and lubricating compound dental handpiece: Cleaning and Lubricating Set 1 Bottle Cleaning Solution 1000 ml, 1 Bottle Service Oil 500 ml
RT296/1-27-009 | Maintenance | Lubricating oil, air compressor: for Dental, Compressor ( 25-50 litre tank capacity) 1 Bottle 1 Litre
RT296/1-27-010 | Maintenance | Stain remover, dental: For removal of silver salts and permanganate stains from cloth 1 bottle 60ml
RT296/1-27-011 | Maintenance | Cleaning compound, dental: Pickling Agent, Non-Fuming Type 1 Tin 170g
RT296/1-28-001 | Oral & Maxillofacial Pathology | Low profile microtome blades extra durable for thin sectioning of formalin fixed paraffin embedded tissue blocks of bone and tooth sections DB80 LX CE and IVD certified Stainless steel Made in Germany 50 blades per box.
RT296/1-28-002 | Oral & Maxillofacial Pathology | Xylene analytical grade laboratory reagent 25 litre Molecular mass 106.17 g/mol Min limits of impurities: Benzene 2%, non volatile matter 0.003%, Sulphur compounds 0.003%, water 0.03%, toluene 0.5%. Suitable for tissue processing in an automated system.
RT296/1-28-003 | Oral & Maxillofacial Pathology | Nitric Acid 65% w/v. Laboratory analytical grade. Pack size 2.5 litre Molar mass 63.01 g/mol.
RT296/1-28-004 | Oral & Maxillofacial Pathology | Hydrochloric acid 37% w/v Laboratory analytical grade Molecular mass 36.46 g.mol Pack size 2.5 litre
RT296/1-28-005 | Oral & Maxillofacial Pathology | 10% Neutral Buffered Formalin solution for fixing of tissue specimens Pack size 25 litre pH must be stable at 7.00-7.8 No sediment present Laboratory analytical grade
RT296/1-28-006 | Oral & Maxillofacial Pathology | Perhydrol 30% laboratory analytical grade Pack size 500 ml CAS no 7732 18 5 molecular mass 34.01 g/mol
RT296/1-28-007 | Oral & Maxillofacial Pathology | Wet specimen marking ink dye blue. Validated and suitable for marking fresh or fixed tissue margins of excised specimens for tissue orientation. Permanent, quick drying dye withstanding processing in alcohol, xylene and paraffin wax. 237 ml. CE and IVD certified.
RT296/1-28-008 | Oral & Maxillofacial Pathology | Wet specimen marking ink dye green. Validated and suitable for marking fresh or fixed tissue margins of excised specimens for tissue orientation. Permanent, quick drying dye withstanding processing in alcohol, xylene and paraffin wax. 237 ml. CE and IVD certified.
RT296/1-28-009 | Oral & Maxillofacial Pathology | Wet specimen marking ink dye red Validated and suitable for marking fresh or fixed tissue margins of excised specimens for tissue orientation. Permanent, quick drying dye withstanding processing in alcohol, xylene and paraffin wax. 237 ml. CE and IVD certified.
RT296/1-28-010 | Oral & Maxillofacial Pathology | Setting spray for wet ink on fixed or fresh tissue specimens The setting spray must prevent tissue dye from washing off during tissue processing Must be suitable to set the following: ink consisting of a 30% WT to 54% wt of an alkali soluble styrene, 0.3 % Wt to 1.7% wt. ethyl hydroxyethyl cellulose: 8 % wt to 1.65 de-foamer and 1.1 wt preservative Pack size 237 ml. CE and IVD approved.
RT296/1-28-011 | Oral & Maxillofacial Pathology | Dust off compressed gas/air duster used for dusting off microscope lenses Pack size 312 ml
RT296/1-28-012 | Oral & Maxillofacial Pathology | Microscope cover glasses 24 x 50 mm to mount 3-5 micron thick formalin formalin fixed paraffin embedded tissue sections. Thickness: 0.13 -0.16 mm. Manufactured with super white glass quality to complement the refractive indexes of microscope lenses CE and IVD certified. Expiry date of 18 months Box of 100 coverslips.
RT296/1-28-013 | Oral & Maxillofacial Pathology | Microscope cover glasses 24 x 22 mm to mount 3-5 micron thick formalin formalin fixed paraffin embedded tissue sections Thickness: 0.13 -0.16 mm. Manufactured with super white glass quality to complement the refractive indexes of microscope lenses. CE and IVD certified Expiry date of 18 months Box of 100 coverslips.
RT296/1-28-014 | Oral & Maxillofacial Pathology | Standard embedding cassettes for tissue processing in an automated stainer. Manufactured with polyoxymethylene giving high stiffness, low friction and excellent dimensional stability for precision. Cassette must be resistant to alcohol, xylene and paraffin wax. White. Compact design to fit securely in a standard microtome chuck adapter. One 45 degree slanted front writing surface. Consists of 34 punched holes with a diameter of approx. 3 mm circumference to allow free flow of processing liquids in and out of the cassette during tissue processing. Inner dimension 3 x 2.5 x 0.4 cm. No lid Suitable for IVD purposes Packet of 500 cassettes
RT296/1-28-015 | Oral & Maxillofacial Pathology | Biopsy embedding cassettes with lids for the processing of small tissue biopsies for microscopic evaluation Manufactured with polyoxymethylene giving high stiffness, low friction and excellent dimensional stability for added precision Cassette must be resistant to alcohol, xylene and paraffin wax White Compact design to fit securely on a standard microtome chuck adapter One 45 degree slanted front writing surface Cassette must have punched holes with a diameter of approx. 1mm to allow for free flow of processing liquids in and out of the cassette Suitable for IVD purposes Packet of 500 cassettes including lids Inner dimension 3 x 2.5 x 0.4 cm.
RT296/1-28-016 | Oral & Maxillofacial Pathology | Super frost plus positive charged microscope adhesive slides for use in Immunohistochemistry, in situ hybridization and fluorescent in situ hybridization Manufactured using optically clear (super white/soda lime) low fluorescent glass Must enable strong electrostatic binding of tissue sections during heat and enzyme induced target retrieval. Must give back ground free staining and consistent performance when exposed to heat stress IVD and CE certified Ground edges 90 degree corners Size 75 x 25 x 1-1.2 mm Minimum expiry date of 18 moths Single frosted end Box of 72 slides
RT296/1-28-017 | Oral & Maxillofacial Pathology | Microscope glass slides 75 x 25 x 1.2 mm Ground edges, 90 degree corners. Double frosted end CE and IVD certified 50 slides per box Manufactured with high quality glass, preventing background staining Pre cleaned and packaged to protect against humid conditions 50 slides per box
RT296/1-28-018 | Oral & Maxillofacial Pathology | Paraffin wax tissue embedding and infiltrating media for 3-5 micron thick microtome sections Consist of high quality paraffin wax blended with polymers to improve elasticity The paraffin wax must be double filtered (ultra pure) to ensure no contaminations of biological tissue specimens CAS no 8002 74 2. Polymers must not include polyethylene glycols Melting point of 56 to 58 degrees Celsius Pack size 25 kg Pastille form IVD certified
RT296/1-28-019 | Oral & Maxillofacial Pathology | Iso paraffin microtome cleaning solution Odourless Used for cleaning paraffin wax and fat contaminated surfaces such as microtomes moulds and forceps Toxic free and green status CE and IVD certified Pack size 5 litre liquid
RT296/1-28-020 | Oral & Maxillofacial Pathology | 3 ml polypropylene disposable sterile calibrated Pasteur pipettes Sterile Graduated Box of 500 pipettes
RT296/1-28-021 | Oral & Maxillofacial Pathology | Specimen container/jar 40 ml capacity Wide mouth Screw cap leak proof Manufactured with polypropylene 500 jars per box.
RT296/1-28-022 | Oral & Maxillofacial Pathology | Marker plus permanent black pen for marking histocassettes and frosted microscope slides Used in the field of histology and cytology Must be resistant to solvents such as xylene, alcohol, paraffin wax and other histology and cytology stains Smear proof Fine tip of 0.75 to 0.9 mm 12 pens per box Odourless
RT296/1-29-001 | Orthodontic Components | TMA wire for Pendulum appliances, in a tube, Titan Moly 14" straight length. 50x tubes
RT296/1-29-002 | Orthodontic Components | Universal Silver Solder: in rolls, without flux, Cadmium free, working temperature 700degrees Celsius. 50 rolls
RT296/1-29-003 | Orthodontic Components | Three Dimensional Screw - Bertoni: combination transversal and protrusion screw for Y plates. Maximum expansion of 4mm per segment 4x1/4 turn=0.35. 50x units
RT296/1-29-004 | Orthodontic Components | Hyrax Special Expansion Screw with straight retention legs with safety key. Mini-7x 100 units. Screw 9.4mm, maximum expansion 7mm, 4x1/4 turn=0.8mm. Solder free.
RT296/1-29-005 | Orthodontic Components | Hyrax Special Expansion Screw with straight retention legs with safety key. Mini -12x 100 units. Screw 9.4mm, maximum expansion 12mm, 4x1/4 turn=0.8mm. Solder free.
RT296/1-29-006 | Orthodontic Components | Hyrax Special Expansion Screw with straight retention legs with safety key. Medium 100x units. Solder free.
RT296/1-29-007 | Orthodontic Components | Hyrax Special Expansion Screw with straight retention legs with safety key. Maxi -12x100 units. Solder free.
RT296/1-29-008 | Orthodontic Components | Bar, lingual, dental: Curved, Stainless Steel, Long, 80 mm Each
RT296/1-29-009 | Orthodontic Components | Bar, lingual, dental: Curved, Stainless Steel, Short, 60 mm Each
RT296/1-29-010 | Orthodontic Components | The Myo brace system The Myo brace for Kids (K series) is a three stage myofunctional orthodontic system for the growing child to assist in the No commention of detrimental breathing and oral habits (tongue, lips and swallowing) to allow No comment jaw growth and naturally straight teeth, often without the need for braces.
RT296/1-29-011 | Orthodontic Components | Arch wire, dental: Round, Straight, Stainless Steel, Length 360mm, Dia 0,41mm 1 length 360mm
RT296/1-29-012 | Orthodontic Components | Arch wire, dental: Round, Straight, Stainless Steel, Length 360mm, Dia 0,46mm 1 length 360mm
RT296/1-29-013 | Orthodontic Components | Arch wire, dental: Round, Straight, Stainless Steel, Length 360mm, Dia 0,51mm 1 length 360mm
RT296/1-29-014 | Orthodontic Components | Arch wire, dental: Round, Straight, Stainless Steel, Length 360mm, Dia 0,559mm 1 length 360mm
RT296/1-29-015 | Orthodontic Components | Arch wire, dental: Round, Straight, Stainless Steel, Length 360mm, Dia 0,71mm 1 length 360mm
RT296/1-29-016 | Orthodontic Components | Arch wire, dental: Round, Straight, Stainless Steel, Length 360mm, Dia 0,76mm 1 length 360mm
RT296/1-29-017 | Orthodontic Components | Arch wire, dental: Round, Straight, Stainless Steel, Length 360mm, Dia 0,90mm 1 length 360mm
RT296/1-29-018 | Orthodontic Components | Arch wire, dental: Round, Straight, Stainless Steel, Length 360mm, Dia 1mm 1 length 360mm
RT296/1-29-019 | Orthodontic Components | Arch wire, dental: Round, straight, stainless steel, spring hard (1800-2000 N/mm2 tensile strength) roll, Dia, 0.25mm 1 roll 500g
RT296/1-29-020 | Orthodontic Components | Arch wire, dental: Half Round, Straight, Stainless Steel, Spring Hard (1800-2000 N/mm2 tensile strength), Roll, Dia 1.3x0.65mm 1 Roll 500g
RT296/1-29-021 | Orthodontic Components | Arch Wire, dental orthodontic: Preformed NITI, upper, ovoid,.14, pack of 10
RT296/1-29-022 | Orthodontic Components | Arch Wire, dental orthodontic: Preformed NITI,lower,ovoid, .14, pack of 10
RT296/1-29-023 | Orthodontic Components | Arch Wire, dental orthodontic: Preformed NITI,upper,ovoid, .16, pack of 10
RT296/1-29-024 | Orthodontic Components | Arch Wire, dental orthodontic: Preformed NITI,lower,ovoid, .16, pack of 10
RT296/1-29-025 | Orthodontic Components | Arch Wire, dental orthodontic: Preformed NITI,upper,ovoid, .18, pack of 10
RT296/1-29-026 | Orthodontic Components | Arch Wire, dental orthodontic: Preformed NITI,lower,ovoid, .18, pack of 10
RT296/1-29-027 | Orthodontic Components | Arch Wire, dental orthodontic: Preformed Stainless Steel,upper,ovoid, .14, pack of 10
RT296/1-29-028 | Orthodontic Components | Arch Wire, dental orthodontic: Preformed Stainless Steel,lower,ovoid, .14, pack of 10
RT296/1-29-029 | Orthodontic Components | Arch Wire, dental orthodontic: Preformed Stainless Steel,upper,ovoid, .16, pack of 10
RT296/1-29-030 | Orthodontic Components | Arch Wire, dental orthodontic: Preformed Stainless Steel,lower,ovoid, .16, pack of 10
RT296/1-29-031 | Orthodontic Components | Arch Wire, dental orthodontic: Preformed Stainless Steel,upper,ovoid, .18, pack of 10
RT296/1-29-032 | Orthodontic Components | Arch Wire, dental orthodontic: Preformed Stainless Steel,lower,ovoid, .18, pack of 10
RT296/1-29-033 | Orthodontic Components | Arch Wire, dental orthodontic: Preformed NITI, upper, round,.14, pack of 10
RT296/1-29-034 | Orthodontic Components | Arch Wire, dental orthodontic: Preformed NITI,lower,round, .14, pack of 10
RT296/1-29-035 | Orthodontic Components | Arch Wire, dental orthodontic: Preformed NITI,lower,round, .16, pack of 10
RT296/1-29-036 | Orthodontic Components | Arch Wire, dental orthodontic: Preformed NITI,upper,round, .18, pack of 10
RT296/1-29-037 | Orthodontic Components | Arch Wire, dental orthodontic: Preformed NITI,lower,round, .18, pack of 10
RT296/1-29-038 | Orthodontic Components | Arch Wire, dental orthodontic: Preformed Stainless Steel,upper,round, .14, pack of 10
RT296/1-29-039 | Orthodontic Components | Arch Wire, dental orthodontic: Preformed Stainless Steel,lower,round, .14, pack of 10
RT296/1-29-040 | Orthodontic Components | Arch Wire, dental orthodontic: Preformed Stainless Steel,upper,round, .16, pack of 10
RT296/1-29-041 | Orthodontic Components | Arch Wire, dental orthodontic: Preformed Stainless Steel,lower,round, .16, pack of 10
RT296/1-29-042 | Orthodontic Components | Arch Wire, dental orthodontic: Preformed Stainless Steel,upper,round, .18, pack of 10
RT296/1-29-043 | Orthodontic Components | Arch Wire, dental orthodontic: Preformed NITI, upper, rectangular,.14, pack of 10
RT296/1-29-044 | Orthodontic Components | Arch Wire, dental orthodontic: Preformed NITI, upper, rectangular size 16x22 pack of 10
RT296/1-29-045 | Orthodontic Components | Arch Wire, dental orthodontic: Preformed NITI,lower,rectangular, size 16x22 pack of 10
RT296/1-29-046 | Orthodontic Components | Arch Wire, dental orthodontic: Preformed NITI,upper,rectangular, size 17x25 pack of 10
RT296/1-29-047 | Orthodontic Components | Arch Wire, dental orthodontic: Preformed NITI,lower,rectangular, size 17x25 pack of 10
RT296/1-29-048 | Orthodontic Components | Arch Wire, dental orthodontic: Preformed Stainless steel, upper, rectangular size 16x22 pack of 10
RT296/1-29-049 | Orthodontic Components | Arch Wire, dental orthodontic: Preformed Stainless steel, lower, rectangular, size 16x22 pack of 10
RT296/1-29-050 | Orthodontic Components | Arch Wire, dental orthodontic: Preformed Stainless steel,upper,rectangular, size 17x25 pack of 10
RT296/1-29-051 | Orthodontic Components | Arch Wire, dental orthodontic: Preformed Stainless steel,lower,rectangular, size 17x25 pack of 10
RT296/1-29-052 | Orthodontic Components | Open coil spring, dental orthodontic:NITI,medium force,18cm long,0.30mmdiameter,3 per pack
RT296/1-29-053 | Orthodontic Components | Orthodontic Brackets,dental:metal,cusp/bicuspid with hooks,0.46mm(.18")slot size, 20 brackets, Nu-Edge Roth System compatible
RT296/1-29-054 | Orthodontic Components | Orthodontic Buccal Tubes,dental:Stainless Steel, Upper Right 1st molar single non-convertible MBT with bondable 80-gauge mesh foil base, 10 per pack
RT296/1-29-055 | Orthodontic Components | Orthodontic Buccal Tubes,dental:Stainless Steel, Upper Left 1st molar single non-convertible MBT with bondable 80-gauge mesh foil base, 10 per pack
RT296/1-29-056 | Orthodontic Components | Orthodontic Buccal Tubes,dental:Stainless Steel, Lower Right 1st molar single non-convertible MBT with bondable 80-gauge mesh foil base, 10 per pack
RT296/1-29-057 | Orthodontic Components | Orthodontic Buccal Tubes,dental:Stainless Steel, Lower Left 1st molar single non-convertible MBT with bondable 80-gauge mesh foil base, 10 per pack
RT296/1-29-058 | Orthodontic Components | Orthodontic O ring, dental: Elastic Rubber, Assorted Colours, 26 rings per stick, 40 sticks per Pack
RT296/1-29-059 | Orthodontic Components | Orthodontic Power chain, dental: Elastic, short / closed, 3.5mm between loops Assorted colours, 5m roll
RT296/1-29-060 | Orthodontic Components | Orthodontic Power chain, dental: Elastic, short / closed 4.0mm between loops Assorted colours, 5m roll
RT296/1-29-061 | Orthodontic Components | Orthodontic Power chain, dental: Elastic, long / open 4.0mm between loops Assorted colours, 5m roll
RT296/1-29-062 | Orthodontic Components | Orthodontic chain, dental: Eruption appliance, small round base eyelet chain, bondable to cuspids, 0.016 diameter, pack of 2
RT296/1-29-063 | Orthodontic Components | Cement,Resin,dental:orthodontic,light cure adhesive, Kit- 2*4g syringes,6ml Primer,1 Brush holder,60 brush inserts
RT296/1-29-064 | Orthodontic Components | Cement,Resin,dental:orthodontic,light cure resin Refill Pack- 4 x 4g syringes
RT296/1-29-065 | Orthodontic Components | Adhesive, Primer, Dental: Orthodontic, Light Cure adhesive,6ml bottle
RT296/1-29-066 | Orthodontic Components | Arch Wire, dental orthodontic: Preformed NITI, upper, size .14, pack of 10
RT296/1-29-067 | Orthodontic Components | Arch Wire, dental orthodontic: Preformed NITI, lower, size .14, pack of 10
RT296/1-29-068 | Orthodontic Components | Arch Wire, dental orthodontic: Preformed NITI, upper, size .16, pack of 10
RT296/1-29-069 | Orthodontic Components | Arch Wire, dental orthodontic: Preformed NITI, lower, size .16, pack of 10
RT296/1-29-070 | Orthodontic Components | Arch Wire, dental orthodontic: Preformed NITI, upper, size .18, pack of 10
RT296/1-29-071 | Orthodontic Components | Arch Wire, dental orthodontic: Preformed NITI, lower size .18, pack of 10
RT296/1-29-072 | Orthodontic Components | Arch Wire, dental orthodontic: Preformed CopperNITI,upper, size .14, pack of 10
RT296/1-29-073 | Orthodontic Components | Arch Wire, dental orthodontic: Preformed CopperNITI,lower, size .14, pack of 10
RT296/1-29-074 | Orthodontic Components | Arch Wire, dental orthodontic: Preformed CopperNITI,upper, size .16, pack of 10
RT296/1-29-075 | Orthodontic Components | Arch Wire, dental orthodontic: Preformed CopperNITI,lower, size .16, pack of 10
RT296/1-29-076 | Orthodontic Components | Arch Wire, dental orthodontic: Preformed CopperNITI,upper, size .18, pack of 10
RT296/1-29-077 | Orthodontic Components | Arch Wire, dental orthodontic: Preformed CopperNITI,lower size .18, pack of 10
RT296/1-29-078 | Orthodontic Components | Arch Wire, dental orthodontic: Preformed Stainless Steel; upper, size .14, pack of 10
RT296/1-29-079 | Orthodontic Components | Arch Wire, dental orthodontic: Preformed Stainless Steel, lower, size .14, pack of 10
RT296/1-29-080 | Orthodontic Components | Arch Wire, dental orthodontic: Preformed Stainless Steel, upper, size .16, pack of 10
RT296/1-29-081 | Orthodontic Components | Arch Wire, dental orthodontic: Preformed Stainless Steel, lower, size .16, pack of 10
RT296/1-29-082 | Orthodontic Components | Arch Wire, dental orthodontic: Preformed Stainless Steel, upper, size .18, pack of 10
RT296/1-29-083 | Orthodontic Components | Arch Wire, dental orthodontic: Preformed Stainless Steel, lower size .18, pack of 10
RT296/1-29-084 | Orthodontic Components | Arch Wire, dental orthodontic: Preformed Stainless Steel,upper,ovoid, .14, pack of 10
RT296/1-29-085 | Orthodontic Components | Arch Wire, dental orthodontic: Preformed Stainless Steel,lower,ovoid, .14, pack of 10
RT296/1-29-086 | Orthodontic Components | Arch Wire, dental orthodontic: Preformed Stainless Steel,upper,ovoid, .16, pack of 10
RT296/1-29-087 | Orthodontic Components | Arch Wire, dental orthodontic: Preformed Stainless Steel,lower,ovoid, .16, pack of 10
RT296/1-29-088 | Orthodontic Components | Arch Wire, dental orthodontic: Preformed Stainless Steel,upper,ovoid, .18, pack of 10
RT296/1-29-089 | Orthodontic Components | Arch Wire, dental orthodontic: Preformed Stainless Steel,lower,ovoid, .18, pack of 10
RT296/1-29-090 | Orthodontic Components | Arch Wire, dental orthodontic: Preformed NITI, upper, round,.14, pack of 10
RT296/1-29-091 | Orthodontic Components | Arch Wire, dental orthodontic: Preformed NITI,lower,round, .14, pack of 10
RT296/1-29-092 | Orthodontic Components | Arch Wire, dental orthodontic: Preformed NITI,upper,round, .16, pack of 10
RT296/1-29-093 | Orthodontic Components | Arch Wire, dental orthodontic: Preformed NITI,lower,round, .16, pack of 10
RT296/1-29-094 | Orthodontic Components | Arch Wire, dental orthodontic: Preformed NITI,upper,round, .18, pack of 10
RT296/1-29-095 | Orthodontic Components | Arch Wire, dental orthodontic: Preformed NITI,lower,round, .18, pack of 10
RT296/1-29-096 | Orthodontic Components | Arch Wire, dental orthodontic: Preformed Stainless Steel,upper,round, .14, pack of 10
RT296/1-29-097 | Orthodontic Components | Arch Wire, dental orthodontic: Preformed Stainless Steel,lower,round, .14, pack of 10
RT296/1-29-098 | Orthodontic Components | Arch Wire, dental orthodontic: Preformed Stainless Steel,upper,round, .16, pack of 10
RT296/1-29-099 | Orthodontic Components | Arch Wire, dental orthodontic: Preformed Stainless Steel,lower,round, .16, pack of 10
RT296/1-29-100 | Orthodontic Components | Arch Wire, dental orthodontic: Preformed Stainless Steel,upper,round, .18, pack of 10
RT296/1-29-101 | Orthodontic Components | Arch Wire, dental orthodontic: Preformed Stainless Steel,lower,round, .18, pack of 10
RT296/1-29-102 | Orthodontic Components | Arch Wire, dental orthodontic: Preformed NITI, upper, rectangular size 16x22 pack of 10
RT296/1-29-103 | Orthodontic Components | Arch Wire, dental orthodontic: Preformed NITI,lower,rectangular, size 16x22 pack of 10
RT296/1-29-104 | Orthodontic Components | Arch Wire, dental orthodontic: Preformed NITI,upper,rectangular, size 17x25 pack of 10
RT296/1-29-105 | Orthodontic Components | Arch Wire, dental orthodontic: Preformed NITI,lower,rectangular, size 17x25 pack of 10
RT296/1-29-106 | Orthodontic Components | Arch Wire, dental orthodontic: Preformed Stainless steel, upper, rectangular size 16x22 pack of 10
RT296/1-29-107 | Orthodontic Components | Arch Wire, dental orthodontic: Preformed Stainless steel, lower, rectangular, size 16x22 pack of 10
RT296/1-29-108 | Orthodontic Components | Arch Wire, dental orthodontic: Preformed Stainless steel,upper,rectangular, size 17x25 pack of 10
RT296/1-29-109 | Orthodontic Components | Arch Wire, dental orthodontic: Preformed Stainless steel,lower,rectangular, size 17x25 pack of 10
RT296/1-29-110 | Orthodontic Components | Orthodontic Brackets,dental:metal,cusp/bicuspid with hooks,0.46mm(.18")slot size, 20 brackets
RT296/1-29-111 | Orthodontic Components | Orthodontic Brackets, dental: Titanium, cusp/bicuspid with hooks,0.46mm(.18")slot size, 20 brackets
RT296/1-29-112 | Orthodontic Components | Orthodontic Brackets, dental: Stainless Steel, cusp/bicuspid with hooks,0.46mm(.18")slot size, 20 brackets
RT296/1-29-113 | Orthodontic Components | Orthodontic Buccal Tubes,dental:Stainless Steel, Upper Right 1st molar single non-convertible MBT with bondable 80-gauge mesh foil base, 10 per pack
RT296/1-29-114 | Orthodontic Components | Orthodontic Buccal Tubes,dental:Stainless Steel, Upper Left 1st molar single non-convertible MBT with bondable 80-gauge mesh foil base, 10 per pack
RT296/1-29-115 | Orthodontic Components | Orthodontic Buccal Tubes,dental:Stainless Steel, Lower Right 1st molar single non-convertible MBT with bondable 80-gauge mesh foil base, 10 per pack
RT296/1-29-116 | Orthodontic Components | Orthodontic Buccal Tubes,dental:Stainless Steel, Lower Left 1st molar single non-convertible MBT with bondable 80-gauge mesh foil base, 10 per pack
RT296/1-29-117 | Orthodontic Components | Orthodontic Buccal Tubes, dental: Titanium ,Upper Right 1st molar single non-convertible MBT with bondable 80-gauge mesh foil base, 10 per pack
RT296/1-29-118 | Orthodontic Components | Orthodontic Buccal Tubes,dental:Titanium, Upper Left 1st molar single non-convertible MBT with bondable 80-gauge mesh foil base, 10 per pack
RT296/1-29-119 | Orthodontic Components | Orthodontic Buccal Tubes, dental: Titanium, Lower Right 1st molar single non-convertible MBT with bondable 80-gauge mesh foil base, 10 per pack
RT296/1-29-120 | Orthodontic Components | Orthodontic Buccal Tubes, dental: Titanium, Lower Left 1st molar single non-convertible MBT with bondable 80-gauge mesh foil base, 10 per pack
RT296/1-29-121 | Orthodontic Components | Orthodontics,dental:Stainless Steel, Flat braded retainer wire
RT296/1-29-122 | Orthodontic Components | Orthodontic O ring, dental: Elastic Rubber, Assorted Colours, 10 rings per stick, 100 sticks per pack
RT296/1-29-123 | Orthodontic Components | Orthodontic chain, dental: Eruption appliance, small round base eyelet chain, bondable to cuspids, 0.016 diameter, pack of 2
RT296/1-29-124 | Orthodontic Components | Orthodontic Wax, dental: food grade wax, 10 pieces
RT296/1-29-125 | Orthodontic Components | Molar Band Reg L Lt/Rt Molar. Pack of 10
RT296/1-29-126 | Orthodontic Components | Molar Band GP Narrow Reg U Lt/Rt Molar. Pack of 10
RT296/1-29-127 | Orthodontic Components | Molar band KIT for Upper Right First Molar (U6R) and Lower Right First Molar (L6R) Kit treats 50 patients Include all sizes
RT296/1-29-128 | Orthodontic Components | Molar band KIT for Upper Left First Molar (U6L) and Lower Left First Molar (L6L) Kit treats 50 patients Include all sizes
RT296/1-29-129 | Orthodontic Components | Molar band KIT for Upper Right Second Molar (U7R) and Lower Right Second Molar (L7R) Kit treats 50 patients Include all sizes
RT296/1-29-130 | Orthodontic Components | Molar band KIT for Upper Left Second Molar (U7L) and Lower Left Second Molar (L7L) Kit treats 50 patients Include all sizes
RT296/1-29-131 | Orthodontic Components | Hyrax Special Expansion Screw with straight retention legs with safety key. Mini-7x 100 units. Screw 9.4mm, maximun expansion 7mm, 4x1/4 turn=0.8mm. Solder free.
RT296/1-29-132 | Orthodontic Components | Hyrax Special Expansion Screw with straight retention legs with safety key. Mini -12x 100 units. Screw 9.4mm, maximun expansion 12mm, 4x1/4 turn=0.8mm. Solder free.
RT296/1-29-133 | Orthodontic Components | Straight length Titanmoly 032
RT296/1-29-134 | Orthodontic Components | Orthodontic wire: Titanium Molybdenum Alloy 0.032" TMA wire, Beta Titanium Alloy, true weldability and formobility Cylindrical Tube of 10
RT296/1-29-135 | Orthodontic Components | Orthodontic eruption appliance with gold chain: Round base eyelet Small .016 diameter 24K gold plating for tissue compatibility Swivel allows traction from 360 degrees Chain link has opening of 0.030" ideal for elastic thread 80 mesh pad for maximun retention with either light cure or self-cure adhesive Pack with 10 chains
RT296/1-29-136 | Orthodontic Components | Orthodontic eruption appliance with gold chain: Rectangular base eyelet Large .022 diameter 24K gold plating for tissue compatibility Swivel allows traction from 360 degrees Chain link has opening of 0.030" ideal for elastic thread 80 mesh pad for maximun retention with either light cure or self-cure adhesive Pack with 10 chains
RT296/1-29-137 | Orthodontic Components | Palatal sheath for pendulum: LEFT with window indent and distal ball hook Weldability and formability Pack of 10
RT296/1-29-138 | Orthodontic Components | Palatal sheath for pendulum: RIGHT with window indent and distal ball hook Weldability and formability Paket of 10
RT296/1-29-139 | Orthodontic Components | Molar Band GP Narrow Reg U Lt/Rt Molar. Pack of 10
RT296/1-29-140 | Orthodontic Components | Molar Band Reg L Lt/Rt Molar. Pack of 10
RT296/1-29-141 | Orthodontic Components | Screw, expansion, dental: Piston Spring Kit, Reamer and Screwdriver with Consumable Screws, Nuts and Sleeves Kit
RT296/1-29-142 | Orthodontic Components | Screw, expansion, dental: Piston Spring System, Piston Spring, Length 4 mm, 1 Pack 5 Pieces
RT296/1-29-143 | Orthodontic Components | Screw, expansion, dental: Piston Spring System, Piston Spring, Length 6 mm 1 Pack 5 Pieces
RT296/1-29-144 | Orthodontic Components | Screw, expansion, dental: Piston Spring System, Piston Spring, Length 8 mm 1 Pack 5 Pieces
RT296/1-29-145 | Orthodontic Components | Screw, expansion, dental: Piston Spring System, Positioning, Length 12 mm 1 Pack 5 Pieces
RT296/1-29-146 | Orthodontic Components | Screw, expansion, dental: Piston Spring System, Serrated Housing Nuts, Length 3 mm, 1 Pack 10 Pieces
RT296/1-29-147 | Orthodontic Components | Screw, expansion, dental: Fan-Type, Expansion of 7 mm, Size 12 mm Length Each
RT296/1-29-148 | Orthodontic Components | Screw, expansion, dental: Sectional, Mini, Individual Tooth, Expansion 3 mm, Size 9,5 x 4,7 x 2,6 mm, Each
RT296/1-30-001 | Periodontics | Paste, periodontal protective, surgical: Dressing, Resin, Non-Eugenol Paste, Set Set - 1 Tube Base, 1 Tube Accelerator, 1 Bottle Retarder
RT296/1-30-002 | Periodontics | Bone material regeneration hydrophi: Dimineralised bovine bone matrix: Granule sizes: 0.25g,
RT296/1-30-003 | Periodontics | Bone material regeneration hydrophi: Dimineralised bovine bone matrix: Granule sizes: 0.5g
RT296/1-30-004 | Periodontics | Bone material regeneration hydrophi: Dimineralised bovine bone matrix: Granule sizes: 1g
RT296/1-30-005 | Periodontics | Bone material regeneration hydrophi: Dimineralised bovine bone matrix: Granule sizes: 2g
RT296/1-30-006 | Periodontics | Dimineralised bovine bone matrix: Synthetic or alloplastic regenerative bone material (TCP+HA). Sizes: 0.25g,
RT296/1-30-007 | Periodontics | Dimineralised bovine bone matrix: Synthetic or alloplastic regenerative bone material (TCP+HA). 0.5g,
RT296/1-30-008 | Periodontics | Dimineralised bovine bone matrix: Synthetic or alloplastic regenerative bone material (TCP+HA).: 1g,
RT296/1-30-009 | Periodontics | Dimineralised bovine bone matrix: Synthetic or alloplastic regenerative bone material (TCP+HA). 2g,
RT296/1-30-010 | Periodontics | Pure bovine bone mineral for bone grafting Bone Graft implant 10. x 12.5cm collagen matrix
RT296/1-30-011 | Periodontics | Collagen membrane 30 x 40mm
RT296/1-30-012 | Periodontics | Softener, Calculus: Calculus Scaling Gel 5 Syringes Scaling gel 2ml each, 5 Disposable Application Tips
RT296/1-30-013 | Periodontics | Tip, Applicator Brush, Dental: Applicator Tips 1 Pack 25 Pieces
RT296/1-31-001 | Post and Core | Pin kit, thread-forming, dental: TMS, 0.675 x 2.0 mm, Regular, Single Shear Set - 24 Pins, 1 Universal Hand Driver, 1 Kodex Drill
RT296/1-31-002 | Post and Core | Pin kit, thread-forming, dental: TMS, 0.525 x 4.0 mm, Motor Shearing Set - 20 Pins, 1 Drill
RT296/1-31-003 | Post and Core | Post Kit, Endodontic: Para Post ParaForm Core formers Complete Kit 50 Ass
RT296/1-31-004 | Post and Core | Post, Endodontic: Para Post ParaForm Core former, Size 1 10 Core formers Size 1
RT296/1-31-005 | Post and Core | Post, Endodontic: Para Post ParaForm Core former, Size 2 10 Core formers Size 2
RT296/1-31-006 | Post and Core | Post, Endodontic: Para Post ParaForm Core former, Size 3 10 Core formers Size 3
RT296/1-31-007 | Post and Core | Post, Endodontic: Para Post ParaForm Core former, Size 4 10 Core formers Size 4
RT296/1-31-008 | Post and Core | Post, Endodontic: Para Post ParaForm Core former, Size 5 10 Core formers Size 5
RT296/1-31-009 | Post and Core | Post, Endodontic: Para Post ParaForm Core former, Size 6 10 Core formers Size 6
RT296/1-31-010 | Post and Core | Post, Endodontic: Para Post ParaForm Core former, Size 7 10 Core formers Size 7
RT296/1-31-011 | Post and Core | Post, Endodontic: Para Post ParaForm Core former, Size 8 10 Core formers Size 8
RT296/1-31-012 | Post and Core | Post, Endodontic: Para Post ParaForm Core former, Size 9 10 Core formers Size 9
RT296/1-31-013 | Post and Core | Post, Endodontic: Para Post ParaForm Core former, Size 10 10 Core formers Size 10
RT296/1-31-014 | Post and Core | Pin kit, thread-forming, dental: TMS, 0.675 x 2.0 mm, Regular, Single Shear Set - 24 Pins, 1 Universal Hand Driver, 1 Kodex Drill
RT296/1-31-015 | Post and Core | Pin kit, thread-forming, dental: TMS, 0.525 x 4.0 mm, Motor Shearing Set - 20 Pins, 1 Drill
RT296/1-31-016 | Post and Core | Post and core system; Adhesive core build up kit for placement of core build ups and endodontic posts, Kit consisting of size 1 and 2 reamers, size 1,2,3 and 4 drills, size 1,2,3 and 4 posts, conditioner (2 syringes, 3ml each with 25 applicator needles) bonding agent (1x 5 ml bottle with 1 clixdish), self cure applicator (1 x 5ml bottle), root canal applicator tips (50 pieces), paper points (180 pieces), dual core build up material (4 syringes x 4,75g each with 20 mixing tips) and mixing pad
RT296/1-31-017 | Post and Core | Post and core system; Reamer refill, size 1 (for fibre posts 1 and 2); 1 box 6 pieces
RT296/1-31-018 | Post and Core | Post and core system; Reamer refill, size 2 (for fibre posts 3 and 4); 1 box 6 pieces
RT296/1-31-019 | Post and Core | Post kit, endodontic: Para Post ParaForm Coreformers Complete Kit 50 Assorted Coreformers in 10 Sizes
RT296/1-31-020 | Post and Core | Post, endodontic: Para Post ParaForm Coreformer, Size 1 10 Coreformers Size 1
RT296/1-31-021 | Post and Core | Post, endodontic: Para Post ParaForm Coreformer, Size 2 10 Coreformers Size 2
RT296/1-31-022 | Post and Core | Post, endodontic: Para Post ParaForm Coreformer, Size 3 10 Coreformers Size 3
RT296/1-31-023 | Post and Core | Post, endodontic: Para Post ParaForm Coreformer, Size 4 10 Coreformers Size 4
RT296/1-31-024 | Post and Core | Post, endodontic: Para Post ParaForm Coreformer, Size 5 10 Coreformers Size 5
RT296/1-31-025 | Post and Core | Post, endodontic: Para Post ParaForm Coreformer, Size 6 10 Coreformers Size 6
RT296/1-31-026 | Post and Core | Post, endodontic: Para Post ParaForm Coreformer, Size 7 10 Coreformers Size 7
RT296/1-31-027 | Post and Core | Post, endodontic: Para Post ParaForm Coreformer, Size 8 10 Coreformers Size 8
RT296/1-31-028 | Post and Core | Post, endodontic: Para Post ParaForm Coreformer, Size 9 10 Coreformers Size 9
RT296/1-31-029 | Post and Core | Post, endodontic: Para Post ParaForm Coreformer, Size 10 10 Coreformers Size 10
RT296/1-31-030 | Post and Core | Post, fibre: Para post fibre lux system, fibre lux, Dia 0,90 mm, colour code brown Size 3 1 pack 5 Posts
RT296/1-31-031 | Post and Core | Post, fibre: Para post fibre lux system, Fibre lux, Dia 1,00 mm, colour code yellow size 4 1 pack 5 Posts
RT296/1-31-032 | Post and Core | Post, fibre: Para post fibre lux system, fibre lux, Dia 1,14 mm, colour code blue size 4.5 1 pack 5 Posts
RT296/1-31-033 | Post and Core | Post, fibre: Para post fibre lux system, fibre lux, Dia 1,25 mm, colour code red size 5 1 pack 5 Posts
RT296/1-31-034 | Post and Core | Post, fibre: Para post fibre lux system, Fibre lux, Dia 1,40 mm, colour code purple size 5.5 1 pack 5 posts
RT296/1-31-035 | Post and Core | Post, fibre: Para post fibre lux system, Fibre lux, Dia 1,50 mm, colour code black size 6 1 pack 5 posts
RT296/1-31-036 | Post and Core | Post kit, endodontic: System, Casting Technique Kit (P-781) Kit- 25 Plastic Impression Posts, 25 Temporary Posts, 25 Burnout Posts, 7 Para Post X Drills
RT296/1-31-037 | Post and Core | Post kit, endodontic: Para Post XP System, One-Office-Visit Technique Kit, Titanium Posts
RT296/1-31-038 | Post and Core | Drill, post hole, dental: Para Post X, Dia 0,9mm, Colour Code Brown 1 Pack 1 Piece
RT296/1-31-039 | Post and Core | Drill, post hole, dental: Para Post X, Dia 1,0 mm, Colour Code Yellow 1 Pack 1 Piece
RT296/1-31-040 | Post and Core | Drill, post hole, dental: Para Post X, Dia 1,14 mm, Colour Code Blue 1 Pack 1 Piece
RT296/1-31-041 | Post and Core | Drill, post hole, dental: Para Post X, Dia 1,25 mm, Colour Code Red 1 Pack 1 Piece
RT296/1-31-042 | Post and Core | Drill, post hole, dental: Para Post X, Dia 1,40 mm, Colour Code Purple 1 Pack 1 Piece
RT296/1-31-043 | Post and Core | Drill, post hole, dental: Para Post X, Dia 1,50 mm, Colour Code Black 1 Pack 1 Piece
RT296/1-31-044 | Post and Core | Drill, post hole, dental: Para Post X, Dia 1,75 mm, Colour Code Green 1 Pack 1 Piece
RT296/1-31-045 | Post and Core | Post, burnout Casting, dental: Para Post XP System, Plastic, Dia 0,9 mm, Colour Code Brown 1 Pack 10 Posts
RT296/1-31-046 | Post and Core | Post, burnout Casting, dental: Para Post XP System, Plastic, Dia 1,00 mm, Colour Code Yellow 1 Pack 10 Posts
RT296/1-31-047 | Post and Core | Post, burnout Casting, dental: Para Post XP System, Plastic, Dia 1,14 mm, Colour Code Blue 1 Pack 10 Posts
RT296/1-31-048 | Post and Core | Post, burnout Casting, dental: Para Post XP System, Plastic, Dia 1,25 mm, Colour Code Red 1 Pack 10 Posts
RT296/1-31-049 | Post and Core | Post, burnout Casting, dental: Para Post XP System, Plastic, Dia 1,40 mm, Colour Code Purple 1 Pack 10 Posts
RT296/1-31-050 | Post and Core | Post, burnout Casting, dental: Para Post XP System, Plastic, Dia 1,50 mm, Colour Code Black 1 Pack 10 Posts
RT296/1-31-051 | Post and Core | Post, burnout Casting, dental: Para Post XP System, Plastic, Dia 1,75 mm, Colour Code Green 1 Pack 10 Posts
RT296/1-31-052 | Post and Core | Post, endodontic: Para Post XP System, Plastic Impression, Dia 0,90 mm, Colour Code Brown 1 Pack 20 Posts
RT296/1-31-053 | Post and Core | Post, endodontic, Para Post XP System, Plastic Impression, Dia 1,00 mm, Colour Code Yellow 1 Pack 20 Posts
RT296/1-31-054 | Post and Core | Post, endodontic: Para Post XP System, Plastic Impression, Dia 1,14 mm, Colour Code Blue 1 Pack 20 Posts
RT296/1-31-055 | Post and Core | Post, endodontic: Para Post XP System, Plastic Impression, Dia 1,25 mm, Colour Code Red 1 Pack 20 Posts
RT296/1-31-056 | Post and Core | Post, endodontic: Para Post XP System, Plastic Impression, Dia 1,40 mm, Colour Code Purple 1 Pack 20 Posts
RT296/1-31-057 | Post and Core | Post, endodontic: Para Post XP System, Plastic Impression, Dia 1,50 mm, Colour Code Black 1 Pack 20 Posts
RT296/1-31-058 | Post and Core | Post, endodontic: Para Post XP System, Plastic Impression, Dia 1,75 mm, Colour Code Green 1 Pack 20 Posts
RT296/1-31-059 | Post and Core | Post, endodontic: Para Post XP System, Titanium, Dia 0,90 mm, Colour Code Brown 1 Pack 12 Posts
RT296/1-31-060 | Post and Core | Post, endodontic: Para Post XP System, Titanium, Dia 0,90 mm, Colour Code Yellow 1 Pack 12 Posts
RT296/1-31-061 | Post and Core | Post, endodontic: Para Post XP System, Titanium, Dia, 1,14 mm, Colour Code Blue 1 Pack 12 Posts
RT296/1-31-062 | Post and Core | Post, endodontic: Para Post XP System, Titanium, Dia 1,25 mm, Colour Code Red 1 Pack 12 Posts
RT296/1-31-063 | Post and Core | Post, endodontic: Para Post XP System, Titanium, Dia 1,40 mm, Colour Code Purple 1 Pack 12 Posts
RT296/1-31-064 | Post and Core | Post, endodontic: Para Post XP System, Titanium, Dia 1,50 mm, Colour Code Black 1 Pack 12 Posts
RT296/1-31-065 | Post and Core | Post, endodontic: Para Post XP System, Titanium, Dia 1,75 mm Colour Code Green 1 Pack 12 Posts
RT296/1-31-066 | Post and Core | Post, endodontic: Para Post XP System, Titanium Temporary, Dia 0,90 mm, Colour Code Brown 1 Pack 20 Posts
RT296/1-31-067 | Post and Core | Post, endodontic: Para Post XP System, Titanium Temporary, Dia 1,00 mm, Colour Code Yellow 1 Pack 20 Posts
RT296/1-31-068 | Post and Core | Post, endodontic: Para Post XP System, Titanium Temporary, Dia 1,14 mm, Colour Code Blue 1 Pack 20 Posts
RT296/1-31-069 | Post and Core | Post, endodontic: Para Post XP System, Titanium Temporary, Dia 1,25 mm, Colour Code Red 1 Pack 20 Posts
RT296/1-31-070 | Post and Core | Post, endodontic: Para Post XP System, Titanium Temporary, Dia 1,40 mm, Colour Code Purple 1 Pack 20 Posts
RT296/1-31-071 | Post and Core | Post, endodontic: Para Post XP System, Titanium Temporary, Dia 1,50 mm, Colour Code Black 1 pack 20 Posts
RT296/1-31-072 | Post and Core | Post, endodontic: Para Post XP System, Titanium Temporary, Dia 1,75 mm, Colour Code Green 1 pack 20 Posts
RT296/1-31-073 | Post and Core | Post and core system; Adhesive core build up kit for placement of core build ups and endodontic posts, Kit consisting of size 1 and 2 reamers, size 1,2,3 and 4 drills, size 1,2,3 and 4 posts, conditioner (2 syringes, 3ml each with 25 applicator needles) bonding agent (1x 5 ml bottle with 1 clixdish), self cure applicator (1 x 5ml bottle), root canal applicator tips (50 pieces), paper points (180 pieces), dual core build up material (4 syringes x 4,75g each with 20 mixing tips) and mixing pad
RT296/1-31-074 | Post and Core | Post and core system; Reamer refill, size 1 (for fibre posts 1 and 2); 1 box 6 pieces
RT296/1-31-075 | Post and Core | Post and core system; Reamer refill, size 2 (for fibre posts 3 and 4); 1 box 6 pieces
RT296/1-31-076 | Post and Core | Post and core system; Maillefer Precision Drill refill, 1 pack with 3 pieces
RT296/1-31-077 | Post and Core | Post and core system; Maillefer Precision Drill refill, 1 pack with 3 pieces
RT296/1-31-078 | Post and Core | Post and core system; Maillefer Precision Drill refill, 1 pack with 3 pieces
RT296/1-31-079 | Post and Core | Post and core system; Maillefer Precision Drill refill, Size 4 (green) (C060100000400) 1 pack with 3 pieces
RT296/1-31-080 | Post and Core | Post and core system; Fibre post refill, Size 1 (yellow) (606.67.332) pack with 5 pieces
RT296/1-31-081 | Post and Core | Post and core system; Fibre post refill, Size 2 (red) (606.67.333) pack with 5 pieces
RT296/1-31-082 | Post and Core | Post and core system; Fibre post refill, Size 3 (blue) (606.67.334) pack with 5 pieces
RT296/1-31-083 | Post and Core | Post and core system; Fibre post refill, Size 4 (green) (606.67.335) pack with 5 pieces
RT296/1-31-084 | Post and Core | Post and core system: Self cure activator refill, (634354K) 1 x 5 ml bottle
RT296/1-31-085 | Post and Core | Post and core system: Root canal applicator tips refill (606.67.197) 1pack with 50 pieces
RT296/1-32-001 | Pressable Ceramics | Lithium Disilicate Press, ceramic 5 x Ingots in a pack Assorted shades range: Multi layers
RT296/1-32-002 | Pressable Ceramics | Lithium Disilicate Press, ceramic 5x Ingots in a pack Assorted shades range: High Translucent
RT296/1-32-003 | Pressable Ceramics | Lithium Disilicate Press, ceramic 5x Ingots in a pack Assorted shades range: Medium Translucent
RT296/1-32-004 | Pressable Ceramics | Lithium Disilicate Press, ceramic 5x Ingots in a pack Assorted shades range: Low Translucent
RT296/1-33-001 | Preventive Accessory | Toothbrush dental adult, straight handle, thumb grip , head length not exceeding 2.5 cm, flat brushing plane, medium textured nylon round end bristles, pack of 12
RT296/1-33-002 | Preventive Accessory | Toothbrush, adult , straight handle, thumb grip , head length not exceeding 2.5 cm, flat brushing plane, medium textured nylon round end bristles, combined with toothpaste(100ml) with fluoride not exceeding 1400pp, stable in storage and use; toothpaste and brush set
RT296/1-33-003 | Preventive Accessory | Banded pack toothpaste / toothbrush . Toothpaste - 75ml, active ingredient sodium fluoride and toothbrush straight handle, thumb grip , head length not exceeding 2.5 cm, flat brushing plane, medium
RT296/1-34-001 | Preventive Material | Plaque disclosing tablets Packaging: pack with 250 tablets
RT296/1-34-002 | Preventive Material | Plaque disclosing solution
RT296/1-34-003 | Preventive Material | Varnish with tricalcium-phosphate which contains fluoride, calcium, and phosphate components 5% Sodium fluoride varnish Supports remineralization and helps to prevent caries Packaging: Box with 50 sachets
RT296/1-34-004 | Preventive Material | Flouride varnish 7700 ppm, with a mild taste and smell, Easy to apply, and must be compatible with tooth withening products. 1X Multidose dispenser 7g each
RT296/1-34-005 | Preventive Material | Flouride varnish 7700 ppm, with a mild taste and smell, Easy to apply, and must be compatible with tooth withening products. 20 Unidose units of .026g each
RT296/1-34-006 | Preventive Material | Fluoride, topical application, dental: Amine Fluoride Liquid 1 Bottle 50ml
RT296/1-34-007 | Preventive Material | Sodium Fluoride Oral Solution, USP: Dental, Topical Application, Neutral, 2,0 % 1 Bottle
RT296/1-34-008 | Preventive Material | Sodium Fluoride GEL: Dental, Topical Application, Varnish, 50 mg Sodium Fluoride per ml Fluoride Varnish 1 Tube 10ml
RT296/1-34-009 | Preventive Material | Fluoride Treatment Kit: Topical Application, Silane Fluoride; 0.1% Concentration 25 Ampoules Fluor Protector ml each; 1 Rubber Base; 1 Brush holder; 50 Disposable Brushes; 1 Ampoule Breaker
RT296/1-34-010 | Preventive Material | Paste, Preventive Dentistry: With Fluoride, Medium Grit, Flavoured 1 Box 200 Cups with 2 Plastic Finger Rings
RT296/1-34-011 | Preventive Material | Paste, Preventive Dentistry: Without Fluoride, Medium Grit, Flavoured 1 Box 200 Cups with 2 Plastic Finger Rings
RT296/1-34-012 | Preventive Material | Teeth Cleaning Device, Disposable Interdental Brush: Interdental Brush 1 Handle 2 Brushes Per Piece
RT296/1-34-013 | Preventive Material | Teeth cleaning device, disposable, for orthodontic bands and Implants. Tapered trim with soft brittles , Assorted colours Pack of 12
RT296/1-34-014 | Preventive Material | Threader, Dental Floss: Mono-Filament, Closed Loop 1 Box 100 Packs (Envelopes), 5 Per Pack (Envelope)
RT296/1-34-015 | Preventive Material | Floss, Waxed, Dental: Nylon 1 Reel 50 metres
RT296/1-34-016 | Preventive Material | Floss, Unwaxed, Dental: Nylon 1 Reel 50 metres
RT296/1-34-017 | Preventive Material | Floss, waxed, Dental: Nylon Tape, Ribbon Floss 1 Reel 25 metres
RT296/1-34-018 | Preventive Material | Floss, Waxed, Dental: Nylon Tape. Ribbon Floss 1 Reel Apr. 25 Meters
RT296/1-34-019 | Preventive Material | Floss, Unwaxed, Dental: Nylon, Super floss 1 Pack 50 Strips
RT296/1-34-020 | Preventive Material | Caries Disclosing Agent: Caries Indicator Refill Syringes 4 Prefilled Syringe 1.2cc each
RT296/1-34-021 | Preventive Material | Tip, Applicator Brush, Dental: White Mini Brush Tips 1 Container 20 Pieces
RT296/1-34-022 | Preventive Material | Cream Topical: Peptide, water based, sugar free dental topical cream, containing Casein Phosphate fluoride-Amorphous Calcium Phosphate 1 Box 10 pieces
RT296/1-34-023 | Preventive Material | Sodium Fluoride gel, dental, topical application, varnish 5% sodium fluoride, fluoride, 1 syringe 0.5ml. Kit with 20 . x 5ml syringes and 25 x tips
RT296/1-34-024 | Preventive Material | Toothbrush dental adult, straight handle, thumb grip , head length not exceeding 2.5 cm, flat brushing plane, soft textured nylon round end bristles, pack of 12
RT296/1-34-025 | Preventive Material | Toothbrush dental, child, head length not exceeding 2.3cm with rounded corners in front, flat brushing plane, soft textured nylon rounded bristles, pack of 12
RT296/1-34-026 | Preventive Material | Toothbrush dental baby, head length not exceeding 2cm with rounded corners in front, flat brushing plane, soft flexible grip , soft textured nylon rounded bristles, pack of 12
RT296/1-34-027 | Preventive Material | Toothbrush for Special Health Care Needs (SHCN): 3 Sided toothbrush, flexible three-sided bristle heads that completely surrounds the teeth for optimum coverage with each brushing stroke. Bristles that can clean all surfaces of a tooth as well as the gum line at the required 45° angle to the gumline (even in hard-to-reach areas) and can do so faster and more efficiently than standard brushes. Sizes: Small.
RT296/1-34-028 | Preventive Material | Toothbrush for Special Health Care Needs (SHCN): 3 Sided toothbrush, flexible three-sided bristle heads that completely surrounds the teeth for optimum coverage with each brushing stroke. Bristles that can clean all surfaces of a tooth as well as the gum line at the required 45° angle to the gumline (even in hard-to-reach areas) and can do so faster and more efficiently than standard brushes. Sizes: Medium.
RT296/1-34-029 | Preventive Material | Toothbrush for Special Health Care Needs (SHCN): 3 Sided toothbrush, flexible three-sided bristle heads that completely surrounds the teeth for optimum coverage with each brushing stroke. Bristles that can clean all surfaces of a tooth as well as the gum line at the required 45° angle to the gumline (even in hard-to-reach areas) and can do so faster and more efficiently than standard brushes. Sizes: Large
RT296/1-34-030 | Preventive Material | Teeth cleaning device, disposable, Toothbrush cover with snap on cove to fit all toothbrushes Box of 12
RT296/1-34-031 | Preventive Material | Toothpaste dental, 25ml, active ingredient sodium fluoride and sodium lauryl sulphate not exceeding 1000ppm, ingredients be sugar free, stable in use and storage, pack of 12
RT296/1-34-032 | Preventive Material | Toothpaste dental, 50ml, active ingredient sodium fluoride and sodium lauryl sulphate not exceeding 1400ppm, stable in use and storage, pack of 12
RT296/1-34-033 | Preventive Material | Toothpaste dental, 100ml, active ingredient sodium fluoride and sodium lauryl sulphate not exceeding 1400ppm,stable in use and storage, pack of 12
RT296/1-34-034 | Preventive Material | Teeth cleaning device ; interdental brush with chlorhexidine coated filaments ultra micro fine cylindrical, for passage hole diameter 0,6 mm (ISO 0)
RT296/1-34-035 | Preventive Material | Teeth cleaning device ; interdental brush with chlorhexidine coated filaments ultra micro fine Tapered for passage hole diameter 0,6 mm (ISO 1)
RT296/1-34-036 | Preventive Material | Teeth cleaning device ; interdental brush with chlorhexidine coated filaments ultra micro fine cylindrical for passage hole diameter 0,9 mm (ISO 2)
RT296/1-34-037 | Preventive Material | Teeth cleaning device ; interdental brush with chlorhexidine coated filaments ultra micro fine tapered for passage hole diameter 1.1mm (ISO 3)
RT296/1-34-038 | Preventive Material | Teeth cleaning device ; interdental brush with chlorhexidine coated filaments ultra micro fine cylindrical for passage hole diameter 1.2 mm (ISO 2)
RT296/1-34-039 | Preventive Material | Teeth cleaning device ; interdental brush with chlorhexidine coated filaments ultra micro fine tapered for passage hole diameter 1.3mm (ISO 4)
RT296/1-34-040 | Preventive Material | Teeth cleaning device ; interdental brush with chlorhexidine coated filaments ultra micro fine cylindrical for passage hole diameter 1.4 mm (ISO 4)
RT296/1-34-041 | Preventive Material | Teeth cleaning device ; interdental brush with chlorhexidine coated filaments ultra micro fine tapered for passage hole diameter 1.6mm (ISO 6)
RT296/1-34-042 | Preventive Material | Hydrochloric acid slurry, 6.6% HCL Slurry with silicon micro particles 4 x 1.2ml prefilled syringes 20 x tips 20 x opal cups
RT296/1-34-043 | Preventive Material | Toothbrush, adult , straight handle, thumb grip , head length not exceeding 2.5 cm, flat brushing plane, soft textured nylon round end bristles, combined with toothpaste(100ml) with fluoride not exceeding 1400pp, stable in storage and use; toothpaste and brush set.
RT296/1-34-044 | Preventive Material | Banded pack toothpaste / toothbrush . Toothpaste - 75ml, active ingredient sodium fluoride and toothbrush straight handle, thumb grip , head length not exceeding 2.5 cm, flat brushing plane, soft
RT296/1-34-045 | Preventive Material | Banded pack toothpaste / toothbrush . Toothpaste - 100ml, active ingredient sodium fluoride and toothbrush straight handle, thumb grip , head length not exceeding 2.5 cm, flat brushing plane, soft medium
RT296/1-34-046 | Preventive Material | Mouthwash: Dental Tablets, Thymol or Menthol Effervescent Tablets 1 Bottle 1000 Tablets ICN: 18-970-5108 BT
RT296/1-34-047 | Preventive Material | Cleaning powder: Prophylaxis, to use with Prophy equipment 1 Pack, 4 Bottles 480 g each
RT296/1-34-048 | Preventive Material | Teeth cleaning device , Interdental brushes assorted kit with chlorhexidine coated filaments; with min of 8 sizes; colour coded ranging from 0,8mm to max 2mm
RT296/1-34-049 | Preventive Material | Teeth cleaning device ; interdental brush with chlorhexidine coated filaments ultra micro fine cylindrical, for passage hole diameter 0,8 mm (ISO1) 1 bag 10 pieces
RT296/1-34-050 | Preventive Material | Teeth cleaning device ; interdental brush with chlorhexidine coated filaments ultra fine cylindrical, for passage hole diameter 0.9mm (ISO2 ; 1 bag 10 pieces
RT296/1-34-051 | Preventive Material | Teeth cleaning device ; interdental brush with chlorhexidine coated filaments ultra fine cylindrical, for passage hole diameter 1.1mm (ISO3) 1 bag 10 pieces
RT296/1-34-052 | Preventive Material | Teeth cleaning device ; interdental brush with chlorhexidine coated filaments extra fine cylindrical, for passage hole diameter 1.2mm (ISO3) 1 bag 10 pieces
RT296/1-34-053 | Preventive Material | Teeth cleaning device ; interdental brush with chlorhexidine coated filaments extra fine tapered, for passage hole diam1.3 mm (ISO4) 1 bag 10 pieces
RT296/1-34-054 | Preventive Material | Teeth cleaning device ; interdental brush with chlorhexidine coated filaments fine cylindrical, for passage hole diameter 1.4 mm (ISO4) 1 bag 10 pieces
RT296/1-34-055 | Preventive Material | Teeth cleaning device ; interdental brush with chlorhexidine coated filaments tapered, for passage hole diam1.6 mm (ISO5) 1 bag 10 pieces
RT296/1-34-056 | Preventive Material | Teeth cleaning device ; interdental brush with chlorhexidine coated filaments cylindrical, for passage hole diameter 2.0 mm (ISO6) 1 bag 10 pieces
RT296/1-34-057 | Preventive Material | Fluoride Application Tray, Dental: Wax, Gel container, Large, For Adults and Teens 1 Box 40 Pieces
RT296/1-34-058 | Preventive Material | Fluoride Application Tray, Dental: Wax, Gel container, Small, For Children under Twelve 1 Box 40 Pieces
RT296/1-35-001 | Prosthodontic Material | Polyvinylsiloxane bite registration 50ml cartridge regular set
RT296/1-35-002 | Prosthodontic Material | Polyvinylsiloxane bite registration Mixing tips Packaging: pack with 10 tips
RT296/1-35-003 | Prosthodontic Material | Silane agent for Ceramic work, bottle
RT296/1-35-004 | Prosthodontic Material | Silane agent for Ceramic work, syringe
RT296/1-35-005 | Prosthodontic Material | Hydrofluoric acid for ceramic work, syringe
RT296/1-35-006 | Prosthodontic Material | Zirconia cleaner post try-in, bottle
RT296/1-35-007 | Prosthodontic Material | Denture reline material Specifications: Silicone based, non-hardening syringe form 1:1 Automix for use post surgery with mixing tips Packaging: 50ml cartridge 10ml adhesive bottle 10ml glazing base 10ml glazing catalyst 10 pieces polishing disks 50 pieces mixing tips Dispenser
RT296/1-35-008 | Prosthodontic Material | Denture reline material Specifications: Silicone based, non-hardening syringe form 1:1 Hand mix for use post surgery with mixing tips Packaging: Tube base 50ml catalyst 50ml Glazing base 10ml Glazing catalyst 10ml adhesive bottle 10ml 100 pieces disposable brushes 20 pieces mixing palettes 5 pieces brush holder for disposable brushes and micro-trim
RT296/1-35-009 | Prosthodontic Material | Denture Reline material Specifications: Polymethacrylate based, hardening Cold polymerizing for permanet denture reline Automix Packaging: Cartridge 80g Adhesive bottle 10ml Dispenser cartridge 80g Dispenser 50 pieces of mixing tips
RT296/1-35-010 | Prosthodontic Material | Denture Reline material Specifications: Polymethacrylate based, hardening Cold polymerizing for permanet denture reline Hand mix Packaging: Powder 60g Liquid bottle 40ml Conditioner bottle 20ml
RT296/1-36-001 | Protective Gear | Mask, face, aseptic: Dust/Mist Respirator 1 Box of 50
RT296/1-36-002 | Protective Gear | Mask, face, aseptic: Fluid Resistant, Moulded, Blue 1 Box 50
RT296/1-37-001 | Provisional Crown and Bridge Material | Resin, restorative, dental temporary filling material, light cured: 1 Box 7,5 g, 30 compules 0,25 g each (Caulk) - T.E.R.M.
RT296/1-37-002 | Provisional Crown and Bridge Material | Resin restorative, dental: C & B Material, Refill A1 1 Cartridge between 67g to 76g & Mixing Tips
RT296/1-37-003 | Provisional Crown and Bridge Material | Resin restorative, dental: C&B Material, Refill A2 1 Cartridge 67g to 76g and Mixing Tips
RT296/1-37-004 | Provisional Crown and Bridge Material | Resin Restorative, dental C&B Material, refill A3. 1 Cartridge 67g to 76g76g and mixing tips
RT296/1-37-005 | Provisional Crown and Bridge Material | Resin restorative, dental: C&B Material, Refill A3.5 1 Cartridge 67g to 76g76g and Mixing Tips
RT296/1-37-006 | Provisional Crown and Bridge Material | Resin restorative, dental: C&B Material, Refill B1 1 Cartridge 67g to 76gand Mixing Tips
RT296/1-37-007 | Provisional Crown and Bridge Material | Resin restorative, dental: C&B Material, Refill Bleach White 1 Cartridge 67g to 76g and Mixing Tips
RT296/1-37-008 | Provisional Crown and Bridge Material | Resin restorative, dental: C & B Material, flexural strength, break resistance and improved initial hardness, A1 1 Cartridge between 67g to 76g & Mixing Tips
RT296/1-37-009 | Provisional Crown and Bridge Material | Resin restorative, dental: C&B Material, flexural strength, break resistance and improved initial hardness, A2 1 Cartridge 67g to 76g and Mixing Tips
RT296/1-37-010 | Provisional Crown and Bridge Material | Resin Restorative, dental C&B Material, refill flexural strength, break resistance and improved initial hardness, A3. 1 Cartridge 67g to 76g76g and mixing tips
RT296/1-37-011 | Provisional Crown and Bridge Material | Mixing tips to be used with C&B material above pkt of 50
RT296/1-37-012 | Provisional Crown and Bridge Material | Crown, dental, temporary: Polycarbonate, Premolar, Small, No 054 1 Box 5 Crowns
RT296/1-37-013 | Provisional Crown and Bridge Material | Crown set, dental, temporary: Nichro Stainless Steel, Primary Molars - Standard Set 96 Crowns and system organiser - 48 sizes
RT296/1-37-014 | Provisional Crown and Bridge Material | Crown, dental, temporary: Nichro Stainless Steel, Primary Molar - First, Lower Left, No D-LL-2 1 Box 5 Crowns
RT296/1-37-015 | Provisional Crown and Bridge Material | Crown, dental, temporary: Nichro Stainless Steel, Primary Molar - First, Lower Left, No D-LL-3 1 Box 5 Crowns
RT296/1-37-016 | Provisional Crown and Bridge Material | Crown, dental, temporary: Nichro Stainless Steel, Primary Molar - First, Lower Left, No D-LL-4 1 Box 5 Crowns
RT296/1-37-017 | Provisional Crown and Bridge Material | Crown, dental, temporary: Nichro Stainless Steel, Primary Molar - First, Lower Left, No D-LL-5 1 Box 5 Crowns
RT296/1-37-018 | Provisional Crown and Bridge Material | Crown, dental, temporary: Nichro Stainless Steel, Primary Molar - First, Lower Left, No D-LL-6 1 Box 5 Crowns
RT296/1-37-019 | Provisional Crown and Bridge Material | Crown, dental, temporary: Nichro Stainless Steel, Primary Molar - First, Lower Left, No D-LL-7 1 Box 5 Crowns
RT296/1-37-020 | Provisional Crown and Bridge Material | Crown, dental, temporary: Nichro Stainless Steel, Primary Molar - First, Lower Right, No D-LR-2 1 Box 5 Crowns
RT296/1-37-021 | Provisional Crown and Bridge Material | Crown, dental, temporary: Nichro Stainless Steel, Primary Molar - First, Lower Right, No D-LR-3 1 Box 5 Crowns
RT296/1-37-022 | Provisional Crown and Bridge Material | Crown, dental, temporary: Nichro Stainless Steel, Primary Molar - First, Lower Right, No D-LR-4 1 Box 5 Crowns
RT296/1-37-023 | Provisional Crown and Bridge Material | Crown, dental, temporary: Nichro Stainless Steel, Primary Molar - First, Lower Right, No D-LR-5 1 Box 5 Crowns
RT296/1-37-024 | Provisional Crown and Bridge Material | Crown, dental, temporary: Nichro Stainless Steel, Primary Molar - First, Lower Right, No D-LR-6 1 Box 5 Crowns
RT296/1-37-025 | Provisional Crown and Bridge Material | Crown, dental, temporary: Nichro Stainless Steel, Primary Molar - First, Lower Right, No D-LR-7 1 Box 5 Crowns
RT296/1-37-026 | Provisional Crown and Bridge Material | Crown, dental, temporary: Nichro Stainless Steel, Primary Molar - First, Upper Left, No D-UL-2 1 Box 5 Crowns
RT296/1-37-027 | Provisional Crown and Bridge Material | Crown, dental, temporary: Nichro Stainless Steel, Primary Molar - First, Upper Left, No D-UL-3 1 Box 5 Crowns
RT296/1-37-028 | Provisional Crown and Bridge Material | Crown, dental, temporary: Nichro Stainless Steel, Primary Molar - First, Upper Left, No D-UL-4 1 Box 5 Crowns
RT296/1-37-029 | Provisional Crown and Bridge Material | Crown, dental, temporary: Nichro Stainless Steel, Primary Molar - First, Upper Left, No D-UL-5 1 Box 5 Crowns
RT296/1-37-030 | Provisional Crown and Bridge Material | Crown, dental, temporary: Nichro Stainless Steel, Primary Molar - First, Upper Left, No D-UL-6 1 Box 5 Crowns
RT296/1-37-031 | Provisional Crown and Bridge Material | Crown, dental, temporary: Nichro Stainless Steel, Primary Molar - First, Upper Left, No D-UL-7 1 Box 5 Crowns
RT296/1-37-032 | Provisional Crown and Bridge Material | Crown, dental, temporary: Nichro Stainless Steel, Primary Molar - First, Upper Right, No D-UR-2 1 Box 5 Crowns
RT296/1-37-033 | Provisional Crown and Bridge Material | Crown, dental, temporary: Nichro Stainless Steel, Primary Molar - First, Upper Right, No D-UR-3 1 Box 5 Crowns
RT296/1-37-034 | Provisional Crown and Bridge Material | Crown, dental, temporary: Nichro Stainless Steel, Primary Molar - First, Upper Right, No D-UR-4 1 Box 5 Crowns
RT296/1-37-035 | Provisional Crown and Bridge Material | Crown, dental, temporary: Nichro Stainless Steel, Primary Molar - First, Upper Right, No D-UR-5 1 Box 5 Crowns
RT296/1-37-036 | Provisional Crown and Bridge Material | Crown, dental, temporary: Nichro Stainless Steel, Primary Molar - First, Upper Right, No D-UR-6 1 Box 5 Crowns
RT296/1-37-037 | Provisional Crown and Bridge Material | Crown, dental, temporary: Nichro Stainless Steel, Primary Molar - First, Upper Right, No D-UR-7 1 Box 5 Crowns
RT296/1-37-038 | Provisional Crown and Bridge Material | Crown, dental, temporary: Nichro Stainless Steel, Primary Molar - Secondary, Lower Left, No E-LL-2 1 Box 5 Crowns
RT296/1-37-039 | Provisional Crown and Bridge Material | Crown, dental, temporary: Nichro Stainless Steel, Primary Molar - Secondary, Lower Left, No E-LL-3 1 Box 5 Crowns
RT296/1-37-040 | Provisional Crown and Bridge Material | Crown, dental, temporary: Nichro Stainless Steel, Primary Molar - Secondary, Lower Left, No E-LL-4 1 Box 5 Crowns
RT296/1-37-041 | Provisional Crown and Bridge Material | Crown, dental, temporary: Nichro Stainless Steel, Primary Molar - Secondary, Lower Left, No E-LL-5 1 Box 5 Crowns
RT296/1-37-042 | Provisional Crown and Bridge Material | Crown, dental, temporary: Nichro Stainless Steel, Primary Molar - Secondary, Lower Left, No E-LL-6 1 Box 5 Crowns
RT296/1-37-043 | Provisional Crown and Bridge Material | Crown, dental, temporary: Nichro Stainless Steel, Primary Molar - Secondary, Lower Left, No E-LL-7 1 Box 5 Crowns
RT296/1-37-044 | Provisional Crown and Bridge Material | Crown, dental, temporary: Nichro Stainless Steel, Primary Molar - Secondary, Lower Right, No E-LR-2 1 Box 5 Crowns
RT296/1-37-045 | Provisional Crown and Bridge Material | Crown, dental, temporary: Nichro Stainless Steel, Primary Molar - Secondary, Lower Right, No E-LR-3 1 Box 5 Crowns
RT296/1-37-046 | Provisional Crown and Bridge Material | Crown, dental, temporary: Nichro Stainless Steel, Primary Molar - Secondary, Lower Right, No E-LR-4 1 Box 5 Crowns
RT296/1-37-047 | Provisional Crown and Bridge Material | Crown, dental, temporary: Nichro Stainless Steel, Primary Molar - Secondary, Lower Right, No E-LR-5 1 Box 5 Crowns
RT296/1-37-048 | Provisional Crown and Bridge Material | Crown, dental, temporary: Nichro Stainless Steel, Primary Molar - Secondary, Lower Right, No E-LR-6 1 Box 5 Crowns
RT296/1-37-049 | Provisional Crown and Bridge Material | Crown, dental, temporary: Nichro Stainless Steel, Primary Molar - Secondary, Lower Right, No E-LR-7 1 Box 5 Crowns
RT296/1-37-050 | Provisional Crown and Bridge Material | Crown, dental, temporary: Nichro Stainless Steel, Primary Molar - Secondary, Upper Left, No E-UL-2 1 Box 5 Crowns
RT296/1-37-051 | Provisional Crown and Bridge Material | Crown, dental, temporary: Nichro Stainless Steel, Primary Molar - Secondary, Upper Left, No E-UL-3 1 Box 5 Crowns
RT296/1-37-052 | Provisional Crown and Bridge Material | Crown, dental, temporary: Nichro Stainless Steel, Primary Molar - Secondary, Upper Left, No E-UL-4 1 Box 5 Crowns
RT296/1-37-053 | Provisional Crown and Bridge Material | Crown, dental, temporary: Nichro Stainless Steel, Primary Molar - Secondary, Upper Left, No E-UL-5 1 Box 5 Crowns
RT296/1-37-054 | Provisional Crown and Bridge Material | Crown, dental, temporary: Nichro Stainless Steel, Primary Molar - Secondary, Upper Left, No E-UL-6 1 Box 5 Crowns
RT296/1-37-055 | Provisional Crown and Bridge Material | Crown, dental, temporary: Nichro Stainless Steel, Primary Molar - Secondary, Upper Left, No E-UL-7 1 Box 5 Crowns
RT296/1-37-056 | Provisional Crown and Bridge Material | Crown, dental, temporary: Nichro Stainless Steel, Primary Molar - Secondary, Upper Right, No E-UR-2 1 Box 5 Crowns
RT296/1-37-057 | Provisional Crown and Bridge Material | Crown, dental, temporary: Nichro Stainless Steel, Primary Molar - Secondary, Upper Right, No E-UR-3 1 Box 5 Crowns
RT296/1-37-058 | Provisional Crown and Bridge Material | Crown, dental, temporary: Nichro Stainless Steel, Primary Molar - Secondary, Upper Right, No E-UR-4 1 Box 5 Crowns
RT296/1-37-059 | Provisional Crown and Bridge Material | Crown, dental, temporary: Nichro Stainless Steel, Primary Molar - Secondary, Upper Right, No E-UR-5 1 Box 5 Crowns
RT296/1-37-060 | Provisional Crown and Bridge Material | Crown, dental, temporary: Nichro Stainless Steel, Primary Molar - Secondary, Upper Right, No E-UR-6 1 Box 5 Crowns
RT296/1-37-061 | Provisional Crown and Bridge Material | Crown, dental, temporary: Nichro Stainless Steel, Primary Molar - Secondary, Upper Right, No E-UR-7 1 Box 5 Crowns
RT296/1-37-062 | Provisional Crown and Bridge Material | Matrix, Crown, Dental: Transparent, Acetate, Lower Canine No. 213, Right and Left Pairs 1 Pair
RT296/1-37-063 | Provisional Crown and Bridge Material | Matrix, Crown, Dental: Transparent, Acetate, Lower Canine No. 212, Right and Left Pairs 1 Pair
RT296/1-37-064 | Provisional Crown and Bridge Material | Matrix, Crown, Dental: Transparent, Acetate, Upper Canine No. 23, Right and Left Pairs 1 Pair
RT296/1-37-065 | Provisional Crown and Bridge Material | Matrix, Crown, Dental: Transparent, Acetate, Upper Canine No. 3, Right and Left Pairs 1 Pair
RT296/1-37-066 | Provisional Crown and Bridge Material | Matrix, Crown, Dental: Transparent, Acetate, Upper Central No. 1, Normal, Right and Left Pairs 1 Pair
RT296/1-37-067 | Provisional Crown and Bridge Material | Matrix, Crown, Dental: Transparent, Acetate, Upper Central No. 101, Cervical Part Enlarged, Right and Left Pairs 1 Pair
RT296/1-37-068 | Provisional Crown and Bridge Material | Resin restorative dental: Temporization crown, light curable for short temp restorations complete kit consisting of Molar upper large, Molar upper small, Molar lower large, Molar lower small, Premolar upper large, premolar upper small, Canine large and canine small with crown size tools ICN NO: 6520-18-187-5939
RT296/1-37-069 | Provisional Crown and Bridge Material | Resin restorative dental; Temporization crown, light curable for short term temp restoration refill: Molar upper large
RT296/1-37-070 | Provisional Crown and Bridge Material | Resin restorative dental: Temporization crown, light curable for short term temp restorations refill: Molar upper small
RT296/1-37-071 | Provisional Crown and Bridge Material | Resin restorative dental: Temporization crown, light curable for short term temp restorations refill: Molar lower large
RT296/1-37-072 | Provisional Crown and Bridge Material | Resin restorative dental: Temporization crown, light curable for short term temp restorations refill: Molar lower small
RT296/1-37-073 | Provisional Crown and Bridge Material | Resin restorative dental: Temporization crown, light curable for short term temp restorations refill: Premolar upper large
RT296/1-37-074 | Provisional Crown and Bridge Material | Resin restorative dental: Temporization crown, light curable for short term temp restorations refill: Premolar upper small
RT296/1-37-075 | Provisional Crown and Bridge Material | Resin restorative dental: Temporization crown, light curable for short term temp restorations refill: Premolar lower
RT296/1-37-076 | Provisional Crown and Bridge Material | Resin restorative dental: Temporization crown, light curable for short term temp restorations refill: Canine large
RT296/1-37-077 | Provisional Crown and Bridge Material | Resin restorative dental: Temporization crown, light curable for short term temp restorations refill: Canine small
RT296/1-38-001 | Restorative Accessory | Interdental strips for composite placement; translucent colour; straight shape Packaging: pack with 100 strips
RT296/1-38-002 | Restorative Accessory | Latex-free auxillary aid for lip and cheek retraction Must inlcude small and regular sizes in pack
RT296/1-38-003 | Restorative Accessory | Polishing, compound, dental: a Gloss 1 Syringe,
RT296/1-38-004 | Restorative Accessory | Polishing compound, dental: Gloss Extra Fine 1 Syringe,
RT296/1-38-005 | Restorative Accessory | Strip abrasive 120 pieces medium grit
RT296/1-38-006 | Restorative Accessory | Rubber Dam: non latex: Individual sheets, powder free blue, size 150mm x150mm x 0,5mm thick . Pack of 30 pieces with template.
RT296/1-38-007 | Restorative Accessory | Hydrogen peroxide concentrate, modified: Dentinal Bleaching Agent, 35% concentrate, pre-mixed syringe for non vital bleaching/walking bleach technique. 2 x1.2ml Syringes 20 delivery tips
RT296/1-38-008 | Restorative Accessory | Chemically activated, 40% hydrogen peroxide gel. Precise delivery. Easy to see for complete removal. Two to three 20-minute applications. Thicker formula to prevent the gel from running. Barrier agents to protect the gingiva. Must include lip retractors
RT296/1-38-009 | Restorative Accessory | Light activated, 40% hydrogen peroxide gel. Precise delivery. Easy to see for complete removal. Two to three 20-minute applications. Thicker formula to prevent the gel from running. Barrier agents to protect the gingiva. Must include lip retractors
RT296/1-38-010 | Restorative Accessory | Gingival retraction liquid, dental: Coagulative Haemostatic/Retractive Agent, Aluminium Chloride) syringe dispenser
RT296/1-38-011 | Restorative Accessory | Paper, Articulating, dental: Micro Thin range 40 µ to 45µ
RT296/1-38-012 | Restorative Accessory | Articulating film, Metallic polyester Articulating, dental: 12µ; 22mm wide, 20m roll in dispenser
RT296/1-38-013 | Restorative Accessory | Dental Articulating Paper Strips, Blue, 200 Micron thickness, 300 strips in a box
RT296/1-38-014 | Restorative Accessory | Dental Articulating Paper Srips, Red, 200 Micron thickness, 300 strips in a box
RT296/1-38-015 | Restorative Accessory | Strip, abrasive, dental: Metal backed, abrasive lightening, Centre Gap 1 Box 10 Pieces
RT296/1-38-016 | Restorative Accessory | Strip, matrix, dental: Composite Technique, Polyester, Straight 10mm 1 Box
RT296/1-38-017 | Restorative Accessory | Matrix: cervical foil transparent refill anterior
RT296/1-38-018 | Restorative Accessory | Matrix: cervical foil transparent refill posterior
RT296/1-38-019 | Restorative Accessory | Pellet, absorbent: Dental, Cotton Wool, No.3 Small 1 Box 2500 Pieces
RT296/1-38-020 | Restorative Accessory | Wedge set, dental: Plastic, Transparent, Light permeable with 90° Reflective Strip, Size Medium 1 Box 100 Pieces
RT296/1-38-021 | Restorative Accessory | Adaptor, suction tip, dental: Plastic, Single No.E, High to Low Volume 1 Pack 12 Pieces
RT296/1-38-022 | Restorative Accessory | Tip, dental suction apparatus: Plastic Disposable, High Volume with flange Dia 16 mm 1 Pack 10 Pieces
RT296/1-38-023 | Restorative Accessory | 2% Chlorehedine sollution to be used to disinfect the canals during edodontic treatment. Can also be used for caivity disinfection. In syringe form. Does not effect bond strength. syringe form
RT296/1-38-024 | Restorative Accessory | Wedge set, dental,plastic: Protection during preparation of Class 2 Kit with assorted sizes
RT296/1-38-025 | Restorative Accessory | Wedge set, dental,plastic: Protection during preparation of Class 2 Sizes, large
RT296/1-38-026 | Restorative Accessory | Wedge set, dental,plastic: Protection during preparation of Class 2 Sizes: medium
RT296/1-38-027 | Restorative Accessory | Wedge set, dental,plastic: Protection during preparation of Class 2 Sizes: Small
RT296/1-38-028 | Restorative Accessory | Wedge set, dental,plastic: Protection during preparation of Class 2 Sizes: X Small
RT296/1-38-029 | Restorative Accessory | Mixing Pad, Parchment Paper, Dental: Large; 100 x 120 mm 1 Pad 100 sheets
RT296/1-38-030 | Restorative Accessory | Tofflemaire matrix band NARROW Packaging: pack with 12
RT296/1-38-031 | Restorative Accessory | Tofflemaire matrix band WIDE Packaging: pack with 12
RT296/1-38-032 | Restorative Accessory | Tofflemaire matrix band Paedo premolar Packaging: pack with 12
RT296/1-38-033 | Restorative Accessory | Tofflemaire matrix band Paedo molar Packaging: pack with 12
RT296/1-38-034 | Restorative Accessory | Siqveland Matrix Band NARROW Packaging: pack with 12
RT296/1-38-035 | Restorative Accessory | Siqveland Matrix Band WIDE Packaging: pack with 12
RT296/1-38-036 | Restorative Accessory | Rubber Dam: non latex: Individual sheets, powder free blue, size 150mmx150mmx0.5mm thick. Pack of 30 pieces with template.
RT296/1-38-037 | Restorative Accessory | Strip, abrasive, dental: Plastic backed, Coarse/Medium Grit
RT296/1-38-038 | Restorative Accessory | Gingival Retraction liquid, dental: Coagulative Haemostatic/Retractive Agent,15,5% Fe2 (SO4)3 - (No Epinephrine or Aluminium Chloride)
RT296/1-38-039 | Restorative Accessory | A latex-free lip and cheek retractor. Must be flexible and elastic, comfortable to wear and assist patients to keep their mouth open. (40 x regular)
RT296/1-38-040 | Restorative Accessory | A latex-free lip and cheek retractor. Must be flexible and elastic, comfortable to wear and assist patients to keep their mouth open. Refills x 80 ( small )
RT296/1-38-041 | Restorative Accessory | A latex-free lip and cheek retractor. Must be flexible and elastic, comfortable to wear and assist patients to keep their mouth open. Refills x 80 ( junior)
RT296/1-38-042 | Restorative Accessory | Cavity conditioner
RT296/1-38-043 | Restorative Accessory | Cord, rubber dam: Stabilizing cord, large (orange) 1 Reel 2 metres ICN: 18-026-7859 RL
RT296/1-38-044 | Restorative Accessory | Cord, rubber dam: Stabilizing cord, small (yellow) 1 Reel 2 metres
RT296/1-38-045 | Restorative Accessory | Cord, rubber dam: Stabilizing cord, X-small (blue) 1 Reel 2 metres
RT296/1-38-046 | Restorative Accessory | Rubber dam, latex: 3 dimensional shape, posterior and anatomical frame 1 Pack 10 dams, 1 anatomical frame
RT296/1-38-047 | Restorative Accessory | Rubber dam, latex: 3 dimensional shape, anterior and anatomical frame 1 Pack 10 dams, 1 anatomical frame
RT296/1-38-048 | Restorative Accessory | Rubber dam, latex: individual sheets, adult thin thickness assortment colours, size 152 x152mm 1 Box 36 pieces
RT296/1-38-049 | Restorative Accessory | Rubber dam, latex: individual sheets, adult medium thickness assortment colours, size 152 x152mm 1 Box 36 pieces
RT296/1-38-050 | Restorative Accessory | Rubber dam, latex: individual sheets, adult heavy thickness assortment colours, size 152 x152mm 1 Box 36 pieces
RT296/1-38-051 | Restorative Accessory | Rubber dam, latex: individual sheets, child thin thickness assortment colours, size 127 x127mm 1 Box 52 pieces
RT296/1-38-052 | Restorative Accessory | Rubber dam, latex: individual sheets, child thin thickness assortment colours, size 127 x127mm 1 Box 52 pieces
RT296/1-38-053 | Restorative Accessory | Rubber dam, latex: individual sheets, child heavy thickness assortment colours, size 127 x127mm 1 Box 52 pieces
RT296/1-38-054 | Restorative accessory | Discs, Cups and Points) are pre-mounted, single use, aluminum oxide impregnated, cured urethane dimethacrylate resin finishers designed for preparing (Discs, Cups and Points) are pre-mounted, single use, aluminum oxide impregnated, cured urethane dimethacrylate resin finishers designed for preparing composite surfaces for their final polish. 20 x Finishing Discs. 10 x Finishing Points. 10 x Finishing Cups. 25 x Polishing Cups. 1x 4 g Gloss Composite Polishing Paste. 1 x 4 g Gloss Composite Polishing Paste extra-fine
RT296/1-38-054A | Restorative Accessory | 20 x Finishing Discs
RT296/1-38-054B | Restorative Accessory | x Finishing Points
RT296/1-38-054C | Restorative Accessory | Finishing Cups
RT296/1-38-054D | Restorative Accessory | Polishing Cups
RT296/1-38-054E | Restorative Accessory | Gloss Composite Polishing Paste
RT296/1-38-054F | Restorative Accessory | Gloss Composite Polishing Paste extra-fine
RT296/1-38-054G | Restorative Accessory | Pre-Polishing Spiral (tan) to smooths and removes scratches
RT296/1-38-054H | Restorative Accessory | Diamond Polishing Spiral (pink) to smooth restoration
RT296/1-38-055 | Restorative Accessory | Anterior Sectional matrix system KIT Packaging: x50 short bands x50 tall bands x25 Extra Small Wedges x25 Small Wedges x25 Medium Wedges x25 Large Wedges
RT296/1-38-055A | Restorative Accessory | Anterior Sectional matrix system - Short bands Packaging: pack with 50
RT296/1-38-055B | Restorative Accessory | Anterior Sectional matrix system - Tall bands Packaging: pack with 50
RT296/1-38-055C | Restorative Accessory | Anterior Sectional matrix system - Wedge extra small Packaging: pack with 100
RT296/1-38-055D | Restorative Accessory | Anterior Sectional matrix system - Wedge small Packaging: pack with 100
RT296/1-38-055E | Restorative Accessory | Anterior Sectional matrix system - Wedge medium Packaging: pack with 100
RT296/1-38-055F | Restorative Accessory | Anterior Sectional matrix system - Wedge large Packaging: pack with 100
RT296/1-38-056 | Restorative Accessory | Tissue management KIT Kit includes: 30ml syringe with 20% ferric sulphate Cord packer 20 infuser tips 20 syringes Cord Sizes: 000; 00; 0; 1; 2; 3
RT296/1-38-056A | Restorative accessory | Gingival retraction cord, dental: Non-braided, Ultrapak No.000 1 Dispenser 3050mm Cord (10 feet)
RT296/1-38-056B | Restorative accessory | Gingival retraction cord, dental: Non-braided, Ultrapak No.00 1 Dispenser 3050mm Cord (10 feet)
RT296/1-38-056C | Restorative accessory | Gingival retraction cord, dental: Non-braided, Ultrapak No.0 1 Dispenser 3050mm Cord (10 feet)
RT296/1-38-056D | Restorative accessory | Gingival retraction cord, dental: Non-braided, Ultrapak No.1 1 Dispenser 3050mm Cord (10 feet)
RT296/1-38-056E | Restorative accessory | Gingival retraction cord, dental: Non-braided, Ultrapak No.2 1 Dispenser 3050mm Cord (10 feet)
RT296/1-38-056F | Restorative accessory | Gingival retraction cord, dental: Non-braided, Ultrapak No.3 1 Dispenser 3050mm Cord (10 feet)
RT296/1-38-056G | Restorative accessory | 30ml syringe with 20% ferric sulphate
RT296/1-38-056H | Restorative accessory | 20 infuser tips ( Metal)
RT296/1-38-056I | Restorative accessory | 20 syringes
RT296/1-38-057 | Restorative accessory | Anterior Sectional matrix system KIT Packaging: x50 short bands x50 tall bands x25 Extra Small Wedges x25 Small Wedges x25 Medium Wedges x25 Large Wedges
RT296/1-38-057A | Restorative Accessory | Posterior sectional Matrix system - Wedge guards SMALL Packaging: pack with 50
RT296/1-38-057B | Restorative Accessory | Posterior sectional Matrix system - Wedge guards MEDIUM Packaging: pack with 50
RT296/1-38-057C | Restorative Accessory | Posterior sectional Matrix system - Wedge guards LARGE Packaging: pack with 50
RT296/1-38-057D | Restorative Accessory | Posterior sectional Matrix system - Wedge refill for posterior sectional matrix system Packaging: All sizes, all colours pack with 100
RT296/1-38-057E | Restorative Accessory | Posterior sectional Matrix system - Pin tweezer Packaging: EACH
RT296/1-38-057F | Restorative Accessory | Posterior sectional Matrix system - Matrix ring forceps Packaging: EACH
RT296/1-38-057G | Restorative Accessory | Posterior sectional Matrix system - Matrices REFILL Packaging: Size 3.5mm pack of 50 matrices
RT296/1-38-057H | Restorative Accessory | Posterior sectional Matrix system - Matrices REFILL Packaging: Size 4.5mm pack of 50 matrices
RT296/1-38-057I | Restorative Accessory | Posterior sectional Matrix system - Matrices REFILL Packaging: Size 5.5mm pack of 50 matrices
RT296/1-38-057J | Restorative Accessory | Posterior sectional Matrix system - Matrices REFILL Packaging: Size 6.5mm pack of 50 matrices
RT296/1-38-057K | Restorative Accessory | Posterior sectional Matrix system - Universal Ring Packaging: EACH
RT296/1-38-057L | Restorative Accessory | Posterior sectional Matrix system - Narrow Ring Packaging: EACH
RT296/1-39-001 | Restorative Material | Monochromatic Composite: Shade matching composite that has the capability to capture the structural colour of its surrounding tooth. Has a firm consistency. 1 syringe with 4g Colour is monochrome Type filling is nanohybrid
RT296/1-39-002 | Restorative Material | Monochromatic Composite: Shade matching composite that has the capability to capture the structural colour of its surrounding tooth. Has a flowable consistency. 1 syringe with 3g, 1,8ml Colour is monochrome Type filling is nanohybrid
RT296/1-39-003 | Restorative Material | Restorative Intermediate Restorative Material is a polymer-reinforced zinc oxide-eugenol composition restorative material. A powder/liquid set 38g powder, 14ml liquid.
RT296/1-39-004 | Restorative Material | polymer-reinforced zinc oxide-eugenol zinc oxide/ eugenol cement liquid 15ml
RT296/1-39-005 | Restorative Material | polymer-reinforced zinc oxide-eugenol zinc oxide/ eugenol cement, powder 40g
RT296/1-39-006 | Restorative Material | polymer-reinforced zinc oxide-eugenol zinc oxide/ eugenol cement, liquid 15ml and powder 40g, set
RT296/1-39-007 | Restorative Material | Resin, restorative, dental: Nano hybrid composite, ant/post restorative, light cured, with zirconium\silica filler, Capsules kit shades A2, A3, A3.5, B2, 6ml Adhesive, 3ml Etchant syringe, Accessories, Technique guide, Instructions for use
RT296/1-39-008 | Restorative Material | Adhesive Resin Cement KIT for glass ceramic cementation
RT296/1-39-009 | Restorative Material | Intermediate Restorative Material, polymer reinforced, Zinc-Oxide-Eugenol composition Capsule Delivery system
RT296/1-39-010 | Restorative Material | Resin infiltration for caries related white spots or fluorosis stains to avoid drilling or cutting of healthy tooth structure KIT contains Packaging: 1 x 0.30ml syringe Etch 1x 0.45ml syringe dry solution 1x0.45ml infiltrate 6 x vestibular tips
RT296/1-39-011 | Restorative Material | Resin restorative, dental multi layer nano hybrid aesthetic refill, 10 x 0.25g Capsule shade BL (bleach light) Box with 10 pieces
RT296/1-39-012 | Restorative Material | Resin restorative, dental multi layer nano hybrid aesthetic refill, 10 x 0.25g Capsule shade C3 Box with 10 pieces
RT296/1-39-013 | Restorative Material | Resin restorative, dental multi layer nano hybrid aesthetic refill, 10 x 0.25g Capsule shade OL (opaque light) Box with 10 pieces
RT296/1-39-014 | Restorative Material | Resin restorative, dental multi layer nano hybrid aesthetic refill, 20 x 0.25g Capsule shade A2 Box with 20 pieces
RT296/1-39-015 | Restorative Material | Resin restorative, dental multi layer nano hybrid aesthetic refill, 20 x 0.25g Capsule shade A3 Box with 20 pieces
RT296/1-39-016 | Restorative Material | Resin restorative, dental multi layer nano hybrid aesthetic refill, 20 x 0.25g Capsule shade A3.5 Box with 20 pieces
RT296/1-39-017 | Restorative Material | Resin restorative, dental multi layer nano hybrid aesthetic refill, 20 x 0.25g Capsule shade B1
RT296/1-39-018 | Restorative Material | Resin restorative, dental multi layer nano hybrid aesthetic refill, 20 x 0.25g Capsule shade B2 Box with 20 pieces
RT296/1-39-019 | Restorative Material | Resin restorative, dental multi layer nano hybrid aesthetic refill, 20 x 0.25g Capsule shade C2 Box with 20 pieces
RT296/1-39-020 | Restorative Material | Resin restorative, dental multi layer nano hybrid aesthetic refill, 20 x 0.25g Capsule shade OD (opaque dark) Box with 20 pieces
RT296/1-39-021 | Restorative Material | Resin restorative, dental multi layer nano hybrid aesthetic refill, 20 x 0.25g Capsule shade OM (opaque medium) Box with 20 pieces
RT296/1-39-022 | Restorative Material | Resin restorative, dental multi layer nano hybrid applicator gun, autoclavable applicator gun Each
RT296/1-39-023 | Restorative Material | Resin, restorative, dental: Nano hybrid composite, ant/post restorative, light cured, with zirconium\ silica filler syringe kit syringes and dental adhesive system, 12 g paste (1 x 3 g colours A2, A3, A3,5, B2) 1x3 ml etch syringe, 1x6ml Adhesive system, accessories
RT296/1-39-024 | Restorative Material | Tri-cure glass ionomer powder is composed of a radiopaque, fluor aluminosilicate glass. It also contains microencapsulated potassium persulfate and ascorbic acid which make up the patented redox catalyst system that provides the methacrylate cure of the glass ionomer in the absence of light. The powders further contain small amounts of pigments to provide shades appropriate for the products’ intended uses. 9g. Shade A3
RT296/1-39-025 | Restorative Material | Light sensitive liquid, aqueous solution of a polycarboxylic acid modified with pendant methacrylate groups. It contains the copolymer, water, HEMA and photo initiators. Sets within a 45–second period to set and form a cement by the multiple setting reactions.
RT296/1-39-026 | Restorative Material | Visible light–cure liquid primer specifically designed for use with the tri-cure glass ionomer. It is composed of the Vitrebond copolymer, HEMA, ethanol and photo initiators. The primer is then light cured for 20 seconds.
RT296/1-39-027 | Restorative Material | Resin restorative with nano particle in flowable consistency. The particle size should be less than 100nm. The syringes should be 4g A1
RT296/1-39-028 | Restorative Material | Resin restorative with nano particles in flowable consistency. The particle size should be less than 100nm. The syringes should be 4g A2
RT296/1-39-029 | Restorative Material | Resin restorative with nano particles in flowable consistency. The particle size should be less than 100nm. The syringes should be 4g A3
RT296/1-39-030 | Restorative Material | Resin restorative with nano particles. The particle size should be less than 100nm. The syringes should be 4g AO3
RT296/1-39-031 | Restorative Material | Resin restorative with nano particles. The particle size should be less than 100nm. The syringes should be 4g W
RT296/1-39-032 | Restorative Material | Resin restorative with nano particles in flowable consistency. The particle size should be less than 100nm. The syringes should be 4g XW
RT296/1-39-033 | Restorative Material | Resin restorative with nano particles in flowable consistency. The particle size should be less than 100nm. The syringes should be 4g A1
RT296/1-39-034 | Restorative Material | Glass ionomer, restorative, dental: posterior restorations, primary teeth restorations, core build-up, capsule introductory kit Introductory pack
RT296/1-39-035 | Restorative Material | Glass ionomer,restorative,dental: Atraumatic Restorative Treatment, Chemical Cured Set, Colour A1 capsules Box of 50 capsules
RT296/1-39-036 | Restorative Material | Glass ionomer,restorative,dental: Atraumatic Restorative Treatment, Chemical Cured Set, Colour A2 capsules Box of 50 capsules
RT296/1-39-037 | Restorative Material | Glass ionomer,restorative,dental: Atraumatic Restorative Treatment, Chemical Cured Set, Colour A3, capsules Box of 50 capsules
RT296/1-39-038 | Restorative Material | Glass ionomer,restorative,dental: Atraumatic Restorative Treatment, Chemical Cured Set, Colour A3.5, capsules Box of 50 capsules
RT296/1-39-039 | Restorative Material | Glass ionomer,restorative,dental: Atraumatic Restorative Treatment, Chemical Cured Set, Colour B2, capsules Box of 50 capsules
RT296/1-39-040 | Restorative Material | Glass ionomer,restorative,dental: capsules, light cured resin re-inforced high viscosity shade A2 Box of 50 capsules
RT296/1-39-041 | Restorative Material | Glass ionomer,restorative,dental: capsules, light cured resin re-inforced high viscosity shade A3 Box of 50 capsules
RT296/1-39-042 | Restorative Material | Glass ionomer,restorative,dental: capsules, light cured resin re-inforced high viscosity shade A3.5 Box of 50 capsules
RT296/1-39-043 | Restorative Material | Glass ionomer,restorative,dental: capsules, chemically cured high viscosity shade A2 Box of 50 capsules
RT296/1-39-044 | Restorative Material | Glass ionomer,restorative,dental: capsules, chemically cured high viscosity shade A3
RT296/1-39-045 | Restorative Material | Glass ionomer,restorative,dental: capsules, chemically cured: posterior restoration, primary teeth resotoarions, core build up, capsule intro kit with shades A1,A2,A3,A3.5,B2
RT296/1-39-046 | Restorative Material | Restorative, dental: Ionomer-Resin compomer, light cured, compules, refill, A4 tips 15 Compules tips 0,25 g each
RT296/1-39-047 | Restorative Material | Restorative, dental: Ionomer-Resin compomer, light cured, compules, refill, B3 tips 15 Compules tips 0,25 g each
RT296/1-39-048 | Restorative Material | Restorative, dental: Ionomer-Resin compomer, light cured, compules, refill, C2 tips 15 Compules tips 0,25 g each
RT296/1-39-049 | Restorative Material | Resin Restorative Flowable, bulk fill, with low shrinkage to create tight coronal seal post endodontic treatment. flowable composite compules, 10* 1g syringes, 60 tips, Set
RT296/1-39-050 | Restorative Material | Resin, restorative, dental: hybrid composite, ant/post restorative, light cured, with zirconium\silica filler, Capsules kit Kit- Capsules and bond Multi-Purpose Dental Adhesive: 42g Paste (7x0.2g Colours A2, A3, A4, B2, C2, D3), 1x3ml Etch Syringe, 1x4ml Primer, 1x4ml Adhesive, Shade guide, Pad, Brush Tips and 3 Colour Coded Handles
RT296/1-39-051 | Restorative Material | Resin, restorative, dental: hybrid composite, ant/post restorative, light cured, with zirconium\silicon filler Capsules Colour B3 Vita 3.6g Capsules (18x0.20g Each)
RT296/1-39-052 | Restorative Material | Resin, restorative, dental: hybrid composite, ant/post restorative, light cured, with zirconium\silicon filler Capsules Colour C4 Vita 3.6g Capsules (18x0.20g Each)
RT296/1-39-053 | Restorative Material | Resin, restorative, dental: hybrid composite, ant/post restorative, light cured, with zirconium\silicon filler Capsules Colour Cervical Grey 3.6g Capsules (18x0.20g Each)
RT296/1-39-054 | Restorative Material | Resin, restorative, dental: hybrid composite, ant/post restorative, light cured, with zirconium\silicon filler Capsules Capsules Colour Cervical Yellow 3.6g Capsules (18x0.20g Each)
RT296/1-39-055 | Restorative Material | Resin, restorative, dental: hybrid composite, ant/post restorative, light cured, with zirconium\silicon filler Capsules Colour D3 Vita 3.6g Capsules (18x0.20g Each)
RT296/1-39-056 | Restorative Material | Resin, restorative, dental: hybrid composite, ant/post restorative, light cured, with zirconium\silicon filler Capsules Colour Incisal 3.6g Capsules (18x0.20g Each)
RT296/1-39-057 | Restorative Material | Resin, restorative, dental: hybrid composite, ant/post restorative, light cured, with zirconium\silicon filler Capsules Colour Paedo 3.6g Capsules (18x0.20g Each)
RT296/1-39-058 | Restorative Material | Resin restorative, dental multi layer nano hybrid aesthetic refill, 20 x 0.25g Capsule shade HKA 2.5 Box with 20 pieces
RT296/1-39-059 | Restorative Material | 3.7g syringe flowable composite reinfeorced with Short, glass microfiber content reinforces large restorations Excellent fracture toughness reduces the risk of catastrophic failures Perfect thixotropy for easy placement and adaptation No slumping, even in upper molars Bulk shade (with a layer thickness up to 5.5mm) Esthetic results with the Dentin shade (in layers of 2mm)
RT296/1-39-060 | Restorative Material | Clicker system / dispenser light cured Glass ionomer paste liquid system. Curing time 20 seconds. No waistage
RT296/1-39-061 | Restorative Material | A full-strength, universal, injectable composite for all cavity classifications that is Highly aesthetic. formulated from high translucency strontium glass with an incredibly fine particle size. Exceptional wear resistance
RT296/1-39-062 | Restorative Material | High-strength universal injectable composite shade A1 with bendable tip for ease of use. High radiopacity for optimal diagnostic contrast
RT296/1-39-063 | Restorative Material | High-strength universal injectable composite shade A2 with bendable tip for ease of use. High radiopacity for optimal diagnostic contrast
RT296/1-39-064 | Restorative Material | High-strength universal injectable composite shade A3 with bendable tip for ease of use. High radiopacity for optimal diagnostic contrast
RT296/1-39-065 | Restorative Material | Resin restorative, dental multi layer nano hybrid aesthetic refill, 10 x 0.25g Capsule shade OLC (opaque light chromatic) Box with 10 pieces
RT296/1-39-066 | Restorative Material | Resin restorative, dental multi layer nano hybrid aesthetic refill, 10 x 0.25g Capsule shade OMC (opaque medium chromatic) (Box with 10 pieces
RT296/1-39-067 | Restorative Material | Resin restorative, dental multi layer nano hybrid aesthetic refill, 10 x 0.25g Capsule shade ODC (opaque dark chromatic) Box with 10 pieces
RT296/1-39-068 | Restorative Material | Resin restorative, dental multi layer nano hybrid aesthetic refill, 10 x 0.25g Capsule shade OXDC (opaque extra dark chromatic) Box with 10 pieces
RT296/1-39-069 | Restorative Material | Resin restorative, dental multi layer nano hybrid aesthetic refill, 10 x 0.25g Capsule shade MXL (bleach extras light) Box with 10 pieces
RT296/1-39-070 | Restorative Material | Resin restorative, dental multi layer nano hybrid aesthetic refill, 10 x 0.25g Capsule shade OB (opaque bleach) Box with 10 pieces
RT296/1-39-071 | Restorative Material | Resin restorative, dental multi layer nano hybrid aesthetic refill, 10 x 0.25g Capsule shade CL (clear) Box with 10 pieces
RT296/1-39-072 | Restorative Material | Resin restorative, dental multi layer nano hybrid aesthetic refill, 10 x 0.25g Capsule shade AM (amber) Box with 10 pieces
RT296/1-39-073 | Restorative Material | Resin restorative, dental multi layer nano hybrid aesthetic refill, 10 x 0.25g Capsule shade CO (Clear opal) Box with 10 pieces
RT296/1-39-074 | Restorative Material | Resin restorative, dental multi layer nano hybrid aesthetic refill, 10 x 0.25g Capsule shade YO (yellow opal) Box with 10 pieces
RT296/1-39-075 | Restorative Material | Resin restorative, dental multi layer nano hybrid aesthetic refill, 10 x 0.25g Capsule shade HKA5 Box with 10 pieces
RT296/1-39-076 | Restorative Material | Sealant glass ionomer kit, dental, pit and fissure: Temporary sealant for air abrasive technique coloured chemical cured and light cured capsules
RT296/1-39-077 | Restorative Material | Sealant composite: Non-etching composite sealant kit 1 x 1.2ml syringe 10 x Fine needle tips 3 x pointed brushes
RT296/1-39-078 | Restorative Material | Sealant composite: Penetrating composite sealer, unfilled resin for sealing restorations by bonding to composite and etched enamel 2 x 1.2ml syringe
RT296/1-39-079 | Restorative Material | Glass Ionomer , Restorative, dental posterior restorations, primary teeth, core build up, refill, Activator
RT296/1-39-080 | Restorative Material | Glass Ionomer , Restorative, dental posterior restorations, primary teeth, core build up, powder refill 25g,
RT296/1-39-081 | Restorative Material | Glass Ionomer , Restorative, dental posterior restorations, primary teeth, core build up, liquid refill 12ml,.
RT296/1-39-082 | Restorative Material | Resin restorative, dental Multi layer nano hybrid aesthetic flowable refill, 2x 0.2g Capsule shade B2Box with 20 piece
RT296/1-39-083 | Restorative Material | Resin restorative, dental Multi layer nano hybrid aesthetic flowable refill, 2x 0.2g Capsule shade OM (Opaque medium) Box with 20 pieces
RT296/1-39-084 | Restorative Material | Resin restorative, dental Multi layer nano hybrid aesthetic flowable refill, 2x 0.2g Capsule shade CL (Clear)Box with 20 pieces
RT296/1-39-085 | Restorative Material | Resin restorative, dental Multi layer nano hybrid aesthetic flowable refill, 2x 0.2g Capsule shade BLX (Bleach extra light) Box with 20 pieces
RT296/1-39-086 | Restorative Material | Resin restorative, dental Multi layer nano hybrid aesthetic flowable refill, 2x 0.2g Capsule shade Baseliner Box with 20 pieces
RT296/1-39-087 | Restorative Material | Resin restorative, dental Multi layer nano hybrid aesthetic flowable refill, 2x 0.2g Capsule shade HKA 2.5 Box with 20 pieces
RT296/1-39-088 | Restorative Material | Resin restorative, dental Multi layer nano hybrid aesthetic flowable refill, 2x 0.2g Capsule shade HKA 5 Box with 20 pieces
RT296/1-39-089 | Restorative Material | Resin, restorative, dental: hybrid composite, ant/post restorative, light cured, with zirconium\silica filler Syringe, Colour A1 Vita 1 Syringe, 4g
RT296/1-39-090 | Restorative Material | Resin, restorative, dental: hybrid composite, ant/post restorative, light cured, zirconium \ silica filler syringe, colour A2 Vita 1 Syringe, 4 g
RT296/1-39-091 | Restorative Material | Resin, restorative, dental: hybrid composite, ant/post restorative, light cured, with zirconium \silica filler syringe, colour A3 Vita 1 Syringe, 4 g
RT296/1-39-092 | Restorative Material | Resin, restorative, dental: hybrid composite, ant/post restorative, light cured, with zirconium \silica filler syringe, colour A3 .5 Vita 1 Syringe, 4 g
RT296/1-39-093 | Restorative Material | Resin, restorative, dental: hybrid composite, ant/post restorative, light cured, with zirconium \silica filler syringe, colour A4 Vita 1 Syringe, 4 g
RT296/1-39-094 | Restorative Material | Resin, restorative, dental: hybrid composite, ant/post restorative, light cured, with zirconium \silica filler syringe, colour B2 Vita 1 Syringe, 4 g
RT296/1-39-095 | Restorative Material | Resin, restorative, dental: hybrid composite, ant/post restorative, light cured, with zirconium \silica filler syringe, colour B3 Vita 1 Syringe, 4 g
RT296/1-39-096 | Restorative Material | Resin, restorative, dental: hybrid composite, ant/post restorative, light cured, with zirconium \silica filler syringe, colour C2 Vita 1 Syringe, 4 g
RT296/1-39-097 | Restorative Material | Resin, restorative, dental: hybrid composite, ant/post restorative, light cured, with zirconium \silica filler syringe, colour C4 Vita 1 Syringe, 4 g
RT296/1-39-098 | Restorative Material | Resin, restorative, dental: hybrid composite, ant/post restorative, light cured, with zirconium \silica filler syringe, colour Cervical Grey 1 Syringe, 4 g
RT296/1-39-099 | Restorative Material | Resin, restorative, dental: hybrid composite, ant/post restorative, light cured, with zirconium \silica filler syringe, colour Cervical Yellow 1 Syringe, 4 g ICN: 18-095-6774 EA
RT296/1-39-100 | Restorative Material | Resin, restorative, dental: hybrid composite, ant/post restorative, light cured, with zirconium \ silica filler syringe, colour D3 Vita 1 Syringe, 4 g ICN: 18-095-6768 EA
RT296/1-39-101 | Restorative Material | Resin, restorative, dental: hybrid composite, ant/post restorative, light cured, with zirconium \ silica filler syringe Syringe, Colour Incisal 1 Syringe, 4g ICN: 18-095-6769 EA
RT296/1-39-102 | Restorative Material | Resin, restorative, dental: hybrid composite, ant/post restorative, light cured, with zirconium \ silica filler syringe, colour Pedo 1 Syringe, 4 g
RT296/1-39-103 | Restorative Material | Glass ionomer capsule self cure restorative material Box of 50 capsules
RT296/1-39-104 | Restorative Material | Resin infiltration for caries related white spots or florosis stains to avoid drilling or cutting of healthy tooth structure KIT contains Packaging: 1 x 0.30ml syringe Etch 1x 0.45ml syringe dry solution 1x0.45ml infiltrant 6 x vestibular tips
RT296/1-39-105 | Restorative Material | Intermediate Restorative Material, polymer reinforced, Zinc-Oxide-Eugenol composition Capsule Delivery system
RT296/1-39-106 | Restorative Material | Resin, restorative, dental: Nano hybrid composite, ant/post restorative, light cured, with zirconium\silica filler, Capsules kisthades A2, A3, A3.5, B2, 6ml Adhesive, 3ml Etchant syringe, Accessories, Technique guide, Instructions for use
RT296/1-39-107 | Restorative Material | Resin, restorative, dental: Nano hybrid composite, ant/post restorative, light cured,with zirconium\ silica filler syringe kit syringes and dental adhesive system, 12 g paste (1 x 3 g colours A2, A3, A3,5, B2) 1x3 ml etch syringe, 1x6ml Adhesive system, accessories
RT296/1-39-108 | Restorative Material | Resin restorative, dental multi layer nano hybrid applicator gun, autoclavable applicator gun Each
RT296/1-39-109 | Restorative Material | Resin restorative, dental multi layer nano hybrid aesthetic refill, 20 x 0.25g Capsule shade A2 Box with 20 pieces
RT296/1-39-110 | Restorative Material | Resin restorative, dental multi layer nano hybrid aesthetic refill, 20 x 0.25g Capsule shade A3 Box with 20 pieces
RT296/1-39-111 | Restorative Material | Resin restorative, dental multi layer nano hybrid aesthetic refill, 20 x 0.25g Capsule shade A1 Box with 20 pieces
RT296/1-39-112 | Restorative Material | Resin restorative, dental multi layer nano hybrid aesthetic refill, 20 x 0.25g Capsule shade A3.5 Box with 20 pieces
RT296/1-39-113 | Restorative Material | Resin restorative, dental multi layer nano hybrid aesthetic refill, 20 x 0.25g Capsule shade B1
RT296/1-39-114 | Restorative Material | Resin restorative, dental multi layer nano hybrid aesthetic refill, 20 x 0.25g Capsule shade B2 Box with 20 pieces
RT296/1-39-115 | Restorative Material | Resin restorative, dental multi layer nano hybrid aesthetic refill, 20 x 0.25g Capsule shade C2 Box with 20 pieces
RT296/1-39-116 | Restorative Material | Resin restorative, dental multi layer nano hybrid aesthetic refill, 20 x 0.25g Capsule shade OM (opaque medium) Box with 20 pieces
RT296/1-39-117 | Restorative Material | Resin restorative, dental multi layer nano hybrid aesthetic refill, 20 x 0.25g Capsule shade OD (opaque dark) Box with 20 pieces
RT296/1-39-118 | Restorative Material | Resin restorative, dental multi layer nano hybrid aesthetic refill, 10 x 0.25g Capsule shade A4 Box with 10 pieces
RT296/1-39-119 | Restorative Material | Resin restorative, dental multi layer nano hybrid aesthetic refill, 10 x 0.25g Capsule shade B3 Box with 10 pieces
RT296/1-39-120 | Restorative Material | Resin restorative, dental multi layer nano hybrid aesthetic refill, 10 x 0.25g Capsule shade C3 Box with 10 pieces
RT296/1-39-121 | Restorative Material | Resin restorative, dental multi layer nano hybrid aesthetic refill, 10 x 0.25g Capsule shade OL (opaque light) Box with 10 pieces
RT296/1-39-122 | Restorative Material | Resin restorative, dental multi layer nano hybrid aesthetic refill, 10 x 0.25g Capsule shade BL (bleach light) Box with 10 pieces
RT296/1-39-123 | Restorative Material | Resin restorative, dental multi layer nano hybrid aesthetic flowable refill, 20 x 0.2g Capsule shade A1 Box with 20 pieces
RT296/1-39-124 | Restorative Material | Resin restorative, dental multi layer nano hybrid aesthetic flowable refill, 20 x 0.2g Capsule shade A2 Box with 20 pieces
RT296/1-39-125 | Restorative Material | Resin restorative, dental multi layer nano hybrid aesthetic flowable refill, 20 x 0.2g Capsule shade A3 Box with 20 pieces
RT296/1-39-126 | Restorative Material | Resin restorative, dental multi layer nano hybrid aesthetic flowable refill, 20 x 0.2g Capsule shade A3.5 Box with 20 pieces
RT296/1-39-127 | Restorative Material | Resin restorative, dental multi layer nano hybrid aesthetic flowable refill, 20 x 0.2g Capsule shade A4 Box with 20 pieces
RT296/1-39-128 | Restorative Material | Resin restorative, dental multi layer nano hybrid aesthetic flowable refill, 20 x 0.2g Capsule shade B2
RT296/1-39-129 | Restorative Material | Resin restorative, dental Multi layer nano hybrid aesthetic flowable refill, 20 x 0.2g Capsule shade OM (Opaque medium) Box with 20 pieces
RT296/1-39-130 | Restorative Material | Resin restorative, dental Multi layer nano hybrid aesthetic flowable refill, 20 x 0.2g Capsule shade CL (Clear) Box with 20 pieces
RT296/1-39-131 | Restorative Material | Resin restorative, dental multi layer nano hybrid aesthetic flowable refill, 20 x 0.2g Capsule shade BLX (Bleach extra light) Box with 20 pieces
RT296/1-39-132 | Restorative Material | Resin restorative, dental Multi layer nano hybrid aesthetic flowable refill, 20 x 0.2g Capsule shade Baseliner Box with 20 pieces
RT296/1-39-133 | Restorative Material | Resin restorative, dental Multi layer nano hybrid aesthetic flowable refill, 20 x 0.2g Capsule shade HKA 2.5 Box with 20 pieces
RT296/1-39-134 | Restorative Material | Resin restorative, dental Multi layer nano hybrid aesthetic flowable refill, 20 x 0.2g Capsule shade HKA 5 Box with 20 pieces
RT296/1-39-135 | Restorative Material | Papacarie-Gel Caries removal gel for chemical and atraumatic caries removal enzyme gel with 3% papain; 0.5% chloramine and toluidine blue 3ml syringe
RT296/1-39-136 | Restorative Material | Eugenol free radio opague, formulated with zinc oxide and zinc sulphate . Dual cured. Excellent marginal seal. Pleasant flavour.
RT296/1-39-137 | Restorative Material | A Bulk composite that cures from the margins pulling the restoration towards the cavity - and not away from it. Must be self cured with unlimited depth of cure. Must have a working time of ≥ 1 minute and 30 seconds. Must achieve 90% strength in 60 minutes. Primer applied for 15 seconds
RT296/1-39-138 | Restorative Material | Resin, restorative, dental: hybrid composite, ant/post restorative, light cured, Nanofiller particles without zirconium compules, colour A1 1 Container, 10 x 0.25g each
RT296/1-39-139 | Restorative Material | Resin, restorative, dental: hybrid composite, ant/post restorative, light cured, Nanofiller particles without zirconium compules, colour A2 1 Container, 10 x 0.25g each
RT296/1-39-140 | Restorative Material | Resin, restorative, dental: hybrid composite, ant/post restorative, light cured, Nanofiller particles without zirconium compules, colour A3 1 Container, 10 x 0.25g each
RT296/1-39-141 | Restorative Material | Resin, restorative, dental: hybrid composite, ant/post restorative, light cured, Nanofiller particles without zirconium compules, colour A3.5 1 Container, 10 x 0.25g each
RT296/1-39-142 | Restorative Material | Resin, restorative, dental: hybrid composite, ant/post restorative, light cured, nanofiller particles without zirconium compules, colour A4 1 Container, 10 x 0.25g each
RT296/1-39-143 | Restorative Material | Resin, restorative, dental: hybrid composite, ant/post restorative, light cured, nanofiller particles without zirconium compules, colour B1 1 Container, 10 x 0.25g each
RT296/1-39-144 | Restorative Material | Resin, restorative, dental: hybrid composite, ant/post restorative, light cured, nanofiller particles without zirconium compules, colour B1 Incisal 1 Container, 10 x 0,25 g each
RT296/1-39-145 | Restorative Material | Resin, restorative, dental: hybrid composite, ant/post restorative, light cured, nanofiller particles without zirconium compules, colour B2 1 Container, 10 x 0,25 g each
RT296/1-39-146 | Restorative Material | Resin, restorative, dental: hybrid composite, ant/post restorative, light cured, nanofiller particles without zirconium compules, colour B3 1 Container, 10 x 0,25 g each
RT296/1-39-147 | Restorative Material | Resin, restorative, dental: hybrid composite, ant/post restorative, light cured, nanofiller particles without zirconium compules, colour C2 1 Container, 10 x 0,25 g each
RT296/1-39-148 | Restorative Material | Resin, restorative, dental: hybrid composite, ant/post restorative, light cured, nanofiller particles without zirconium compules, colour C3 (Dark Grey) 1 Container, 10 x 0,25 g each
RT296/1-39-149 | Restorative Material | Resin, restorative, dental: hybrid composite, ant/post restorative, light cured, nanofiller particles without zirconium compules, colour C4 1 Container, 10 x 0,25 g each
RT296/1-39-150 | Restorative Material | Resin, restorative, dental: hybrid composite, ant/post restorative, light cured, nanofiller particles without zirconium compules, colour D3 1 Container, 10 x 0,25 g each
RT296/1-39-151 | Restorative Material | Resin, restorative, dental: hybrid composite, ant/post restorative, light cured, nanofiller particles without zirconium compules, colour Opaque-A2 1 Container, 10 x 0,25 g each
RT296/1-39-152 | Restorative Material | Resin, restorative, dental: hybrid composite, ant/post restorative, light cured, nanofiller particles without zirconium compules, colour Opaque-A3.5 1 Container, 10 x 0,25 g each
RT296/1-39-153 | Restorative Material | Resin, restorative dental glass fibre reinforce composite, complete kit
RT296/1-39-154 | Restorative Material | Resin, restorative dental glass fibre reinforce composite, refill size 0.9mm
RT296/1-39-155 | Restorative Material | Resin, restorative dental glass fibre reinforce composite, refill size 1.2mm
RT296/1-39-156 | Restorative Material | Resin, restorative dental glass fibre reinforce composite, refill size 1.5mm
RT296/1-39-157 | Restorative Material | Resin, restorative dental glass fibre reinforce composite uni-directional fibre strip for bridge frameworks
RT296/1-39-158 | Restorative Material | Resin, restorative dental glass fibre reinforce composite uni-directional fibre strip for periodontal splinting
RT296/1-39-159 | Restorative Material | Resin, restorative dental glass fibre reinforce composite bi-directional glass- fibre sheet
RT296/1-39-160 | Restorative Material | Resin, restorative dental glass fibre reinforce composite uni-directional glass- fibre strip for permanent retainers\space maintainers
RT296/1-39-161 | Restorative Material | Resin, restorative dental glass fibre reinforce composite, resin for wetting fibres. Bottle (between 2ml to 5ml)
RT296/1-39-162 | Restorative Material | Resin, restorative dental glass fibre reinforce composite unwetted bi-directional glass fibre for indirect copings
RT296/1-39-163 | Restorative Material | Resin, restorative dental: glass fibre reinforce composite unwetted uni-directional glass fibre strips for indirect bridge construction
RT296/1-39-164 | Restorative Material | Restorative dental: Compomer, glitter effect for deciduous teeth kit 40 x 0.25g caps in assorted colours, shade guide
RT296/1-39-165 | Restorative Material | Restorative dental: Compomer, glitter effect for deciduous teeth: Shade Guide
RT296/1-39-166 | Restorative Material | Restorative dental: Compomer, glitter effect for deciduous teeth: gold 25 x 0.25g caps
RT296/1-39-167 | Restorative Material | Restorative dental: Compomer, glitter effect for deciduous teeth: Silver 25 x 0.25g caps
RT296/1-39-168 | Restorative Material | Restorative dental: Compomer, glitter effect for deciduous teeth: Blue 25 x 0.25g caps
RT296/1-39-169 | Restorative Material | Restorative dental: Compomer, glitter effect for deciduous teeth: Pink 25 x 0.25g caps
RT296/1-39-170 | Restorative Material | Restorative dental: Compomer, glitter effect for deciduous teeth: Green 25 x 0.25g caps
RT296/1-39-171 | Restorative Material | Restorative dental: Compomer, glitter effect for deciduous teeth: Orange 25 x 0.25 caps
RT296/1-39-172 | Restorative Material | Restorative dental: Compomer, glitter effect for deciduous teeth: Lemon 25 x 0.25g caps
RT296/1-39-173 | Restorative Material | Restorative dental: Compomer, flowable for deciduous teeth: blue ; 1 syringe 2g
RT296/1-39-174 | Restorative Material | Restorative dental: Compomer, flowable for deciduous teeth: Pink ; 1 syringe 2g
RT296/1-39-175 | Restorative Material | Kit, glass ionomer, dental tri-cure, core build-up, restorative or Peado, introductory kit Kit -6 x 5 g vial powder (A3, A4, C2, Paedo, Blue), 2 x 8 ml vial liquid, 6,5 ml vial primer, 6,5 ml vial finishing gloss, mixing well, shade guide, 50 delivery tips and pistons, brush handle and tips, mix pads, spoon, instructions, technique
RT296/1-39-176 | Restorative Material | Shade powder, glass ionomer restorative, dental: tri-cure, A3 powder refill and spoon 1 Bottle 9 g, 1 spoon
RT296/1-39-177 | Restorative Material | Shade powder, glass ionomer restorative, dental: tri-cure, A3.5 powder refill and spoon 1 Bottle 9 g, 1 spoon
RT296/1-39-178 | Restorative Material | Shade powder, restorative, dental: tri-cure, A4 powder refill and spoon 1 Bottle 9 g, 1 spoon
RT296/1-39-179 | Restorative Material | Shade powder, restorative, dental: tri-cure, B2 powder refill and spoon 1 Bottle 9 g, 1 spoon
RT296/1-39-180 | Restorative Material | Shade powder, restorative, dental: tri-cure, B3 powder refill and spoon, 1 Bottle 9 g, 1 spoon
RT296/1-39-181 | Restorative Material | Shade powder, restorative, dental: tri-cure, Blue powder refill and spoon 1 Bottle 9 g, 1 spoon
RT296/1-39-182 | Restorative Material | Shade powder, restorative, dental: tri-cure, C2 powder refill and spoon 1 Bottle 9 g, 1 spoon
RT296/1-39-183 | Restorative Material | Shade powder, glass ionomer restorative, dental: tri-cure, C4 powder refill and spoon 1 Bottle 9 g, 1 spoon
RT296/1-39-184 | Restorative Material | Shade powder, restorative, dental: tri-cure, Peado Powder Refill and spoon 1 Bottle 9 g, 1 spoon
RT296/1-39-185 | Restorative Material | Primer, restorative,dental:tri-cure, primer refill 1 Bottle 6,5 ml
RT296/1-39-186 | Restorative Material | Liquid, restorative, dental: tri-cure, liquid refill 1 Bottle 8 ml
RT296/1-39-187 | Restorative Material | Finishing gloss, restorative, dental: tri-cure, finishing gloss refill 1 Bottle 6,5 ml
RT296/1-39-188 | Restorative material | Fast setting Zinc-Oxide-Eugenol cement for temporary restorations
RT296/1-39-188A | Restorative material | Fast setting liquid, reinforced dentine shade 15ml bottle
RT296/1-39-188B | Restorative material | Fast setting Zinc-Oxide-Eugenol Powder
RT296/1-39-189 | Restorative Material | Strip off crown forms. Transparent. System FW.Type F Anterior set 60 pcs.
RT296/1-39-189A | Restorative Material | Strip off crowns. Transparent Type F Anterior, upper right central (111)
RT296/1-39-189B | Restorative Material | Strip off crowns. Transparent Type F Anterior, upper right central (112)
RT296/1-39-189C | Restorative Material | Strip off crowns. Transparent Type F Anterior, upper right central (113)
RT296/1-39-189D | Restorative Material | Strip off crowns. Transparent Type F Anterior, upper right central (114)
RT296/1-39-189E | Restorative Material | Strip off crowns. Transparent Type F Anterior, upper right lateral (121)
RT296/1-39-189F | Restorative Material | Strip off crowns. Transparent Type F Anterior, upper right lateral (122)
RT296/1-39-189G | Restorative Material | Strip off crowns. Transparent Type F Anterior, upper right lateral (123)
RT296/1-39-189H | Restorative Material | Strip off crowns. Transparent Type F Anterior, upper left central (211)
RT296/1-39-189I | Restorative Material | Strip off crowns. Transparent Type F Anterior, upper left central (212)
RT296/1-39-189J | Restorative Material | Strip off crowns. Transparent Type F Anterior, upper left central (213)
RT296/1-39-189K | Restorative Material | Strip off crowns. Transparent Type F Anterior, upper left central (214)
RT296/1-39-189L | Restorative Material | Strip off crowns. Transparent Type F Anterior, upper left lateral (221)
RT296/1-39-189M | Restorative Material | Strip off crowns. Transparent Type F Anterior, upper left lateral (222)
RT296/1-39-189N | Restorative Material | Strip off crowns. Transparent Type F Anterior, upper left lateral (223)
RT296/1-39-190 | Restorative Material | Zirconia paediatric crowns. Central, lateral, universal incisor (light) set
RT296/1-39-190A | Restorative Material | Zirconia paediatric crowns. Central, lateral, universal incisor (light) Paediatric crown, central incisor size 0 (A0R) (A0L)
RT296/1-39-190B | Restorative Material | Zirconia paediatric crowns. Central, lateral, universal incisor (light) Paediatric crown, central incisor size 0 try-in
RT296/1-39-190C | Restorative Material | Paediatric crown, central incisor size 1 (A1R) (A1L)
RT296/1-39-190D | Restorative Material | Zirconia paediatric crowns. Central, lateral, universal incisor (light) Paediatric crown, central incisor size 1 try-in
RT296/1-39-190E | Restorative Material | Zirconia paediatric crowns. Central, lateral, universal incisor (light).Paediatric crown, central incisor size 2 (A2R)(A2L)
RT296/1-39-190F | Restorative Material | Zirconia paediatric crowns. Central, lateral, universal incisor (light). Paediatric crown, central incisor size 2 try-in
RT296/1-40-001 | Sand Blasting Material | Grain abrasive: Dental, 99,6% aluminium oxide to DIN, acid washed, 25 micron 1 bag 8 kg
RT296/1-40-002 | Sand Blasting Material | Sodium Biocarbonate;Dental For use for polishing/cleaning with Aquacare machine
RT296/1-40-003 | Sand Blasting Material | Sodium Biocarbonate;Dental For use for polishing/cleaning/desensitizing with Aquacare machine
RT296/1-40-004 | Sand Blasting Material | Grain abrasive: Dental, 99,6% aluminium oxide to DIN, acid washed, 50 micron 1 bag 8 kg
RT296/1-40-005 | Sand Blasting Material | Grain abrasive: Dental, aluminium oxide Powder , 27 micron ; For use of fine cutting with Aquacare machine 1CO
RT296/1-40-006 | Sand Blasting Material | Grain abrasive: Dental, aluminium oxide Powder , 53 Micron; For use of fine cutting with Aquacare machine 1 CO
RT296/1-41-001 | Separating Mediums | Petroleum Jelly A mixture of mineral oils, waxes which form a semisolid jelly like substance used as a separating medium in dental lab applications, non perfumed 500g
RT296/1-42-001 | Shade Guide | Guide, shade, teeth: shade guide for glass ionomer 2 x Shade guides
RT296/1-42-002 | Shade Guide | Guide, Mold, Dental: Artificial Teeth, Conventional Grade Each
RT296/1-42-003 | Shade Guide | Guide, Shade, Teeth: Artificial Teeth, Conventional Grade Each
RT296/1-43-001 | Surgery | Wire, non-electrical: Ligature, clinical use, stainless steel, round, soft, Dia 0,457 mm (0,018) 1 Spool 28,3g
RT296/1-43-002 | Surgery | Wire, non-electrical: Ligature, clinical use, stainless steel, round, soft, Dia, 0.508mm (0,020) 1 spool 28.3g,
RT296/1-43-003 | Surgery | Wire, non-electrical ligature, clinical use, Stainless steel, round, soft, Dia 0,406 mm (0,016) 1 spool 28,3 g
RT296/1-43-004 | Surgery | Ligature Wire, dental orthodontic: Stainless Steel, .009,(0.23mm), 50m roll
RT296/1-43-005 | Surgery | Chromic Catgut Absorbable Surgical sutures 4/0 75cm 2m 19mm 3/8 circle reverse cut needle, 12 pouches in a box
RT296/1-43-006 | Surgery | Surgical blade; size 15c
RT296/1-43-007 | Surgery | Surgical blade; size SM 63 double edge blade
RT296/1-43-008 | Surgery | Suture, non-absorbable, twisted or dyed braided surgical, silk, 3/8 circle, 45cm suture length, 6/0 gauge, 12-13mm needle size, reverse cutting use: for gastrointestinal, sky-blue, sterile, 12 per box, SANS 494-1:2011
RT296/1-43-009 | Surgery | Suture, non-absorbable, monofilament, dyed surgical - dry pack, nylon, 3/8 circle, 45cm suture length, suture gauge: 6/0, 16mm needle size, reverse cutting use: for plastic surgery, green, sterile, 12 per pack, SANS 494-1:2011
RT296/1-43-010 | Surgery | Suture, non-absorbable, surgical, silk, twisted or dyed braided, 3/8 circle, conventional cutting, 75cm needle length, 4/0 gauge, 16mm needle size, for cutic, sky-blue, sterile, SANS 494-1:2011, 42312201-00226
RT296/1-43-011 | Surgery | Suture absorbable, surgical, with single needle, synthetic, braided, coated, 3/8 circle, 13mm reverse cutting
RT296/1-43-012 | Surgery | Suture, non-absorbable, monofilament, dyed surgical - dry pack, nylon, 3/8 circle, 45cm suture length, suture gauge: 6/0, 16mm needle size, reverse cutting use: for plastic surgery, green, sterile, 12 per pack, SANS 494-1:2011
RT296/1-43-013 | Surgery | Vicryl Braided Polyglycolic Acid synthetic absorbable suture, 2m 19mm 3/8 circle reverse cut needle, 12 pouches in a box
RT296/1-44-001 | Syringes | Tip, syringe, dental endodontic irrigation: Luer Lock Connector, 25 Gauge Dia 0.5mm, Orange 1 Container 20 Pieces
RT296/1-45-001 | Thermoplastic Material | Pressure moulding: plastic strip, thermoplastic monomer free sandwich type material, 1X pack 10 pieces Dia 125 mm x 1 mm
RT296/1-45-002 | Thermoplastic Material | Pressure moulding: plastic strip, thermoplastic monomer free sandwich type material, 1X pack 10 pieces. Dia 125 mm x 2 mm
RT296/1-45-003 | Thermoplastic Material | Pressure moulding: plastic strip, thermoplastic monomer free sandwich type material, 1 pack 10 pieces. Dia 125 mm x 3 mm
RT296/1-45-004 | Thermoplastic Material | Pressure moulding: plastic strip, thermoplastic, tough elastic type material, 1pack 10 pieces
RT296/1-45-005 | Thermoplastic Material | Plastic strip, dental surface protection: Dual laminate mouthguard material, clear, 125 x 125 x 2/ 3/ 5 mm 1 Box 12 pieces Packaging: Box
RT296/1-45-006 | Thermoplastic Material | Pressure moulding: plastic strip, thermoplastic monomer free material, 1 pack of 10 pieces Diam. 125X2mm
RT296/1-45-007 | Thermoplastic Material | Pressure moulding: plastic strip, thermoplastic monomer free material, 1 pack of 10 pieces. Diam 125X 3mm
RT296/1-45-008 | Thermoplastic Material | Pressure moulding: plastic strip, thermoplastic monomer free material, 1 pack of 10 pieces. Diam 125X 4mm
RT296/1-45-009 | Thermoplastic Material | Plastic strip, dental surface protection: Insulating Foil, Plaster, For Cold Cure Acrylics, Dia 125mm x 0,01mm 1 Box 100 pcs
RT296/1-45-010 | Thermoplastic Material | Adhesive, dental: Bonding between Isofolan Foil and Deep Palatal Areas of Plaster Model 20 x 100ml Bottles
RT296/1-45-011 | Thermoplastic Material | Plastic strip, dental surface protection: Thermoplastic, Transparent Polycarbonate Temporary Splint Material, 120 x 120 x 0,5 mm 1 Box 50 Pieces
RT296/1-45-012 | Thermoplastic Material | Plastic strip, dental surface protection: Thermoplastic, Transparent Temporary Matrix Material, 120 x 120 x 0,5 mm 1 Box 50 Pieces
RT296/1-45-013 | Thermoplastic Material | Plastic strip, dental surface protection: Thermoplastic, Transparent Polycarbonate Hard Elastic Material for Splints and Temporary Crown/Bridges, Dia 125mm x 1,0mm 1 Box 10 pcs
RT296/1-45-014 | Thermoplastic Material | Plastic strip, dental surface protection: Thermoplastic, Transparent Polycarbonate Break and Abrasion Resistant Material for Splints and Bite Guards, Dia 125mm x 1,0mm 1 Box 10 pcs
RT296/1-45-015 | Thermoplastic Material | Plastic strip, dental surface protection: Thermoplastic PVA-PE Mouthguard Material, Clear, 125 x 125 x 2 mm 1 Box 10 Pieces
RT296/1-45-016 | Thermoplastic Material | Plastic strip, dental surface protection: Thermoplastic PVA-PE Mouthguard Material, Clear, 125 x 125 x 3 mm 1 Box 10 Pieces
RT296/1-45-017 | Thermoplastic Material | Plastic strip, dental surface protection: Thermoplastic PVA-PE Mouthguard Material, Clear, 125 x 125 x 4mm 1 Box 10 Pieces
RT296/1-45-018 | Thermoplastic Material | Plastic strip, dental surface protection: Thermoplastic PVA-PE Mouthguard Material, Clear, Dia 125 mm x 2 mm 1 Box 10 pcs
RT296/1-45-019 | Thermoplastic Material | Plastic strip, dental surface protection: Thermoplastic PVA-Pe Mouthguard Material, Clear, Dia 125 mm x 3 mm 1 Box 10 pcs
RT296/1-45-020 | Thermoplastic Material | Plastic strip, dental surface protection: Thermoplastic PVA-PE Mouthguard Material, Clear, Dia 125 mm x 4 mm 1 Box 10 pcs
RT296/1-46-001 | Wax | Wax, dental: Occlusion Registration, Strips, Clinical Use 1 Pack 180 Strips
RT296/1-46-002 | Wax | Wax, dental: Pattern, Clasp Profile, Molar 1 Pack 10 Pieces
RT296/1-46-003 | Wax | Wax, dental: Pattern, Clasp Profile, Ring 1 Pack 10 Pieces
RT296/1-46-004 | Wax | Wax, dental: Profile, Beading Wire, Dia 0,8 mm 1 Pack 30g
RT296/1-46-005 | Wax | Wax, dental: Blocking-out, Crown and Bridge Technique 1 Pack 45g
RT296/1-46-006 | Wax | Wax, dental: Connecting and Adhesive, Soft, Stress Free, Crown and Bridge Technique 1 Pack 4 x 25g
RT296/1-46-007 | Wax | Wax, dental: Dipping, Coping Dip Technique 1 Pack 150g
RT296/1-46-008 | Wax | Wax, dental: Base Plate, Toughened No.4, Acrylic Denture Technique 1 Pack 23 Pieces, 500g
RT296/1-46-009 | Wax | Wax, dental: Boxing, Acrylic Denture Technique 1 Pack 450g
RT296/1-46-010 | Wax | Wax dental: for waxing of crowns and bridges with gas flame instruments, 1 x 100g container
RT296/1-46-011 | Wax | Wax dental , for waxing of crowns and bridges with gas flame instruments, 1 x 100g container
RT296/1-46-012 | Wax | Wax dental, for blocking of undercuts, cavities or errors on plaster models for model Casting and crown and bridge techniques, 1 x 75g container
RT296/1-46-013 | Wax | Wax, dental: Build-up and Carving, Cervical Margin, Semi-Hard, Stress Free, Crown and Bridge Technique 1 Container 45g
RT296/1-46-014 | Wax | Wax, dental: Build-up and Carving, Hard, Crown and Bridge Technique 1 Container 45g
RT296/1-46-015 | Wax | Wax, dental: Build-up and Carving, Medium, Crown and Bridge Technique 1 Container 45g
RT296/1-46-016 | Wax | Wax, dental: Build-up and Carving, Soft, Crown and Bridge Technique 1 Container 45g
RT296/1-46-017 | Wax | Snow white modelling wax, Opaque 75g Medium hard narrow melting range, low shrinkage, having good modelling and carving characteristics and burns out residue free
RT296/1-46-018 | Wax | Snow white modelling wax, Transparent 75g Medium hard narrow melting range, low shrinkage, having good modelling and carving characteristics and burns out residue free
RT296/1-46-019 | Wax | Beige modelling wax, Opaque 75g Medium hard narrow melting range, low shrinkage, having good modelling and carving characteristics and burns out residue free
RT296/1-46-020 | Wax | Grey modelling wax, Opaque 75g Medium hard narrow melting range, low shrinkage, having good modelling and carving characteristics and burns out residue free
RT296/1-46-021 | Wax | Modelling Wax 80g Beige medium hard universal wax in tin for use in crown and bridge techniques and model casting framework techniques High level precision and accuracy due low shrinkage very good modelling and carving characteristics Orgnic, transparent sutiable for waxing-up by flame burner or using the elcetric wax knife
RT296/1-46-022 | Wax | Modelling Wax 80g Grey medium hard universal wax in tin for use in crown and bridge techniques and model casting framework techniques High level precision and accuracy due low shrinkage very good modelling and carving characteristics Organic, transparent sutiable for waxing-up by flame burner or using the elcetric wax knife
RT296/1-46-023 | Wax | Modelling Wax 80g Red medium hard universal wax in tin for use in crown and bridge techniques and model casting framework techniques High level precision and accuracy due low shrinkage very good modelling and carving characteristics Organic, transparent sutiable for waxing-up by flame burner or using the elcetric wax knife
RT296/1-46-024 | Wax | Modelling Wax 80g Blue medium hard universal wax in tin for use in crown and bridge techniques and model casting framework techniques High level precision and accuracy due low shrinkage very good modelling and carving characteristics Organic, transparent sutiable for waxing-up by flame burner or using the elcetric wax knife
RT296/1-46-025 | Wax | Modelling Wax 80g Green medium hard universal wax in tin for use in crown and bridge techniques and model casting framework techniques High level precision and accuracy due low shrinkage very good modelling and carving characteristics Organic, transparent sutiable for waxing-up by flame burner or using the elcetric wax knife
RT296/1-46-026 | Wax | Cervical/Undercut wax 75g Red Organic transparent Soft Wax with good carving modelling & milling prporties for crown and bridge resotration Burns out residue free
RT296/1-46-027 | Wax | Cervical/Undercut wax 75g Red Organic transparent Medium Wax with good carving modelling & milling prporties for crown and bridge resotration Burns out residue free
RT296/1-46-028 | Wax | Cervical/Undercut wax 75g Red Organic transparent Hard Wax with good carving modelling & milling prporties for crown and bridge resotration Burns out residue free
RT296/1-46-029 | Wax | Natural modelling wax, Opaque 75g Hard modelling wax for the fabrication of diagnositc and aesthetical wax ups for fixed restorations Organic, natural dentin- transparent burns out residue free suited for full & press- ceramin techniques High precision & fitting accuracy due to very low shrinkage
RT296/1-46-030 | Wax | Natural modelling wax, Transparent 75g Hard modelling wax for the fabrication of diagnositc and aesthetical wax ups for fixed restorations Organic, natural dentin- transparent burns out residue free suited for full & press- ceramin techniques High precision & fitting accuracy due to very low shrinkage
RT296/1-46-031 | Wax | Expert diagnostic functional modellling wax kit for the PK Thomas Wax up technique, Assorted colors ( Blue opaque 40g , green opaque 40g, grey opaque 40g, red orange 4x4 g, yellow 40g)