## RT81-01-2024
ITEM NUMBER | ICN NUMBER | Category | ITEM DISCRIPTION | BIDDERS NAME | MANUFACTURE/RETAILER | BRAND | LOCAL CONTENT % | Does the offer comply to specification? Comply/Do Not Comply | LEAD TIME (DAYS) | MINIMUM ORDER QUANTITY | UNIT OF MEASURE | EASTERN CAPE PRICE INCLUSIVE DELIVERY COST OF VAT | FREE STATE PRICE INCLUSIVE DELIVERY COST OF VAT | GAUTENG PRICE INCLUSIVE DELIVERY COST OF VAT | KWAZULU NATAL PRICE INCLUSIVE DELIVERY COST OF VAT | LIMPOPO PRICE INCLUSIVE DELIVERY COST OF VAT | MPUMALANGA PRICE INCLUSIVE DELIVERY COST OF VAT | NORTHERN CAPE PRICE INCLUSIVE DELIVERY COST OF VAT | NORTH WEST PRICE INCLUSIVE DELIVERY COST OF VAT | WESTERN CAPE PRICE INCLUSIVE DELIVERY COST OF VAT
RT81/1-00-001 | 5520T05043789 | Carpentry Material | DOOR EXTERIOR SINGLE SOLID MERANTI FRAME, BRACE, LEDGE, AND BOTTOM FRAME WITH FLUSH BACK PANEL 813 x 2032 x 44 mm to set specifications and minimum requirements to be supplied, delivered and offloaded. | [7 empty] | Each
RT81/1-00-002 | 5510T05086573 | Carpentry Material | EXTERIOR DOUBLE DOOR SOLID MERANTI FRAME, BRACE, LEDGE, AND BOTTOM WITH FLUSH BACK PANEL 1640 X 2032 X 40 MM as per minimum requirements to be supplied, delivered and offloaded | [7 empty] | Each
RT81/1-00-003 | 5670T05086574 | Carpentry Material | DOOR INTERIOR SOLID CORE FLUSH PANEL DOOR (MERANTI) FINISHING) 813 MM X 2030 MM X 40 MM will comply with minimum requirements to be supplied, delivered and offloaded | [7 empty] | Each
RT81/1-00-004 | 5670T05086575 | Carpentry Material | DOOR, INTERIOR, SEMI SOLID CORE, FLUSH PANEL DOOR (MERANTI OR FINISHING) 813 MM X 2032 MM X 40 MM will comply with minimum requirements to be supplied, delivered and offloaded | [7 empty] | Each
RT81/1-00-005 | 7125T05043791 | Carpentry Material | HANDLE EURO DOOR FURNITURE 165 X 50 MM SATIN CHROME (will accommodate a mortice door lock for euro Cylinder) complete as per set specifications and minimum requirements to be supplied, delivered and offloaded | [7 empty] | Each
RT81/1-00-006 | 7125T05043791 | Carpentry Material | CASE DOOR LOCK EURO MORTICE 100 mm x back set 82 mm x forced 22 mm (for euro Cylinder) complete as per set specifications and minimum requirements to be supplied, delivered and offloaded | [7 empty] | Each
RT81/1-00-007 | 7125T05043795 | Carpentry Material | KNOB EURO PRIVACY CYLINDERS 60 MM SATIN CHROME finish will comply with minimum requirements to be supplied, delivered and offloaded | [7 empty] | Each
RT81/1-00-008 | 6110T05043793 | Carpentry Material | LOCK CYLINDER EURO 5 PIN DOUBLE CYLINDERS 65 MM SATIN CHROME to set specifications and minimum requirements to be supplied, delivered and offloaded | [7 empty] | Each
RT81/1-00-009 | 5340T05086593 | Carpentry Material | TWO MASTER KEYS - WILL COMPLY WITH MINIMUM REQUIREMENTS to set specifications and minimum requirements to be supplied, delivered and offloaded | [7 empty] | Each
RT81/1-00-010 | 7125T05043796 | Carpentry Material | DOORSTOPS ANODIZED ALUMINUM WITH RUBBER toas set minimum requirements to be supplied, delivered and offloaded | [7 empty] | Each
RT81/1-00-011 | 5340T05086594 | Carpentry Material | STAINLESS STEEL DOOR HINGES 100 MM X 75 MM BUTT HINGES WITH BALL BEARINGS WITH STAINLESS STEEL SCREWS will comply with minimum requirements to be supplied and delivered and offloaded | [7 empty] | Each
RT81/1-00-012 | 5340T05043797 | Carpentry Material | HINGE DOOR BUTT STEEL 100 MM X 75 MM to set specifications and minimum requirements to be supplied, delivered and offloaded. | [7 empty] | Each
RT81/1-00-013 | 5305T05043799 | Carpentry Material | SCREWS S/STEEL SELF-TAPPING, COUNTERSUNK, FULLY THREADED, 32 MM X 5 MM Philips head to set specifications and minimum requirements to be supplied, delivered and offloaded | [7 empty] | Each
RT81/1-00-014 | 5305T05001135 | Carpentry Material | SCREWS SELF-TAPPING 4 X 16 MM, ROUND HEAD, PHILIPS, GALVANISED TO BE SUPPLIED, DELIVERED AND OFFLOADED AS PER MINIMUM REQUIREMENTS will comply with set specifications and minimum requirements. | [7 empty] | Each
RT81/1-00-015 | 7125T05043800 | Carpentry Material | PLATE STRIKING S/STEEL A: 126 MM X 62 MM as per profile sketch that will be fixed with countersunk bolts and prised nuts to steel doorframe will comply with minimum requirements to be supplied, delivered and offloaded | [7 empty] | Each
RT81/1-00-016 | 7125T05043801 | Carpentry Material | PLATE STRIKING S/STEEL B: 120 MM X 29 MM as per profile sketch that will be fixed with countersunk bolts and prised nuts to steel doorframe will comply with minimum requirements to be supplied, delivered and offloaded. | [7 empty] | Each
RT81/1-00-017 | 5306T05043802 | Carpentry Material | BOLT COUNTERSUNK GALV M 4 X 12 MM to set specifications and minimum requirements to be supplied, delivered and offloaded | [7 empty] | Each
RT81/1-00-018 | 5306T05043803 | Carpentry Material | NUTS PRESSED GALV M4 to set specifications and minimum requirements to be supplied, delivered and offloaded | [7 empty] | Each
RT81/1-00-019 | 5650T05086576 | Carpentry Material | GYPSUM, CEILING BOARDS (RHINO), LENGTH 3 METRE, WIDTH 900 MM, THIKNESS 6.4 MM per board to set specifications and minimum requirements to be supplied, delivered and offloaded | [7 empty] | Per Sheet
RT81/1-00-020 | 5650T05086577 | Carpentry Material | GYPSUM, CEILING BOARDS (RHINO), LENGTH 3.6 METRE, WIDTH 900 MM, THIKNESS 6.4 MM per board to set specifications and minimum requirements to be supplied, delivered and offloaded. | [7 empty] | Per Sheet
RT81/1-00-021 | 5650T05086578 | Carpentry Material | FIBRE REINFORCED CEMENT CELLULOSE CEILING BOARDS (NUTEC BOARDS) LENGTH 3 METER, WIDTH 900 MM, THICKNESS 6 MM to set specifications and minimum requirements to be supplied, delivered and offloaded | [7 empty] | Per Sheet
RT81/1-00-022 | 5650T05086579 | Carpentry Material | FIBRE REINFORCED CEMENT CELLULOSE CEILING BOARDS (NUTEC BOARDS) LENGTH 3.6 METER, WIDTH 900 MM, THICKNESS 6 MM to set specifications and minimum requirements to be supplied, delivered and offloaded | [7 empty] | Per Sheet
RT81/1-00-023 | 5650T05086580 | Carpentry Material | CORNICE RHINO 125 MM COVE OR DAS COVE PROFILE, STANDARD CEILING, LENGTH 3 METER for ceilings to set specifications and minimum requirements to be supplied, delivered and offloaded | [7 empty] | Each
RT81/1-00-024 | 5650T05086581 | Carpentry Material | CORNICE RHINO 75MM COVE OR DAS COVE PROFILE, STANDARD CEILING, LENGTH 3 METER for celings to set specifications and minimum requirements to be supplied, delivered and offloaded. | [7 empty] | Each
RT81/1-00-025 | 5650T05086582 | Carpentry Material | CORNICE POLYSTYRENE 75MM COVE OR DAS COVE PROFILE, STANDARD CEILING, LENGTH 3 METER FOR CEILINGS set specifications and minimum requirements to be supplied, delivered and offloaded | [7 empty] | Each
RT81/1-00-026 | 5650T05086584 | Carpentry Material | GLUE FOR POLYSTYRENE AND RHINO CEILING CORNICE IN TUBES NOT LESS THAN 280 ML, applied with a silicone gun to set specifications and minimum requirements to be supplied, delivered and offloaded | [7 empty] | Each
RT81/1-00-027 | 5330T05005748 | Carpentry Material | STRIPS CEILING PLASTIC 4 MM (H-TYPE) length 3.6 m, jointing strips set specifications and minimum requirements to be supplied delivered and offloaded | [7 empty] | Each
RT81/1-00-028 | 5650T05086583 | Carpentry Material | STRIPS CEILING PLASTIC 6.4 MM (H-TYPE) length 3.6 m, jointing strips to set specifications and minimum requirements to be supplied delivered and offloaded | [7 empty] | Each
RT81/1-00-029 | 5305T05066189 | Carpentry Material | SCREWS DRYWALL 3.5 MM X 16 MM, 100 drywall screws per packet to set specifications and minimum requirements to be supplied delivered and offloaded | [7 empty] | Each
RT81/1-00-030 | 5305T05075070 | Carpentry Material | SCREWS DRYWALL 3.5 MM X 41 MM, 100 drywall screws per packet to set specifications and minimum requirements to be supplied delivered and offloaded | [7 empty] | Each
RT81/1-00-031 | 5305T05018672 | Carpentry Material | SCREWS DRYWALL 3.5 MM X 50 MM, 100 drywall screws per packet to set specifications and minimum requirements to be supplied, delivered and offloaded | [7 empty] | Each
RT81/1-00-032 | 5510T05070044 | Carpentry Material | WOOD SA PINE 228 MM X 38 MM X 6 M PLANED STRUCTURAL TIMBER WILL COMPLY with set specification and minimum requirements to be supplied, delivered and offloaded. | [7 empty] | Each
RT81/1-00-033 | 5510T05086560 | Carpentry Material | WOOD SA PINE 228 MM X 38 MM X 4.2 M PLANED STRUCTURAL TIMBER WILL COMPLY with set specification and minimum requirements to be supplied, delivered and offloaded. | [7 empty] | Each
RT81/1-00-034 | 5510T05086561 | Carpentry Material | WOOD SA PINE 228 MM X 38 MM X 3 M PLANED STRUCTURAL TIMBER WILL COMPLY with set specification and minimum requirements to be supplied, delivered and offloaded | [7 empty] | Each
RT81/1-00-035 | 5510T05070041 | Carpentry Material | WOOD SA PINE 114 MM X 38 MM X 6 M PLANED STRUCTURAL TIMBER WILL COMPLY with set specification and minimum requirements to be supplied, delivered and offloaded | [7 empty] | Each
RT81/1-00-036 | 5510T05086562 | Carpentry Material | WOOD SA PINE 114 MM X 38 MM X 4.2 M PLANED STRUCTURAL TIMBER to set specification and minimum requirements to be supplied, delivered and offloaded | [7 empty] | Each
RT81/1-00-037 | 5510T05086563 | Carpentry Material | WOOD SA PINE 114 MM X 38 MM X 3 M PLANED STRUCTURAL TIMBER will comply with set specification and minimum requirements to be supplied, delivered and offloaded | [7 empty] | Each
RT81/1-00-038 | 5510T05070042 | Carpentry Material | Wood SA Pine 76 mm x 50 mm x 6 m planed structural timber will comply with set specification and minimum requirements to be supplied, delivered and offloaded. | [7 empty] | Each
RT81/1-00-039 | 5510T05086564 | Carpentry Material | WOOD SA PINE 76 MM X 50 MM X 4.2 M PLANED STRUCTURAL TIMBER to set specification and minimum requirements to be supplied, delivered and offloaded | [7 empty] | Each
RT81/1-00-040 | 5510T05086565 | Carpentry Material | WOOD SA PINE 76 MM X 50 MM X 3 M PLANED STRUCTURAL TIMBER to set specification and minimum requirements to be supplied, delivered and offloaded | [7 empty] | Each
RT81/1-00-041 | 5510T05086566 | Carpentry Material | WOOD SA PINE 38 MM X 38 MM X 6 M PLAINED STRUCTURAL TIMBER to set specification and minimum requirements to be supplied, delivered and offloaded | [7 empty] | Each
RT81/1-00-042 | 5510T05086567 | Carpentry Material | WOOD SA PINE 38 MM X 38 MM X 4.2 M PLAINED STRUCTURAL TIMBER to set specification and minimum requirement to be supplied, delivered and offloaded | [7 empty] | Each
RT81/1-00-043 | 5510T05086568 | Carpentry Material | WOOD SA PINE 38 MM X 38 MM X 3 M PLAINED STRUCTURAL TIMBER to set specification and minimum requirement to be supplied, delivered and offloaded | [7 empty] | Each
RT81/1-00-044 | 5510T05070043 | Carpentry Material | WOOD SA PINE 114 MM X 76 MM X 6 M PLANED STRUCTURAL TIMBER WILL COMPLY with set specification and minimum requirements to be supplied, delivered and offloaded | [7 empty] | Each
RT81/1-00-045 | 5510T05047900 | Carpentry Material | WOOD, SOLID, MERANTI, 228 MM X 75 MM X 4.2 M planed structural timber will comply with set specification and minimum requirements to be supplied, delivered and offloaded | [7 empty] | Each
RT81/1-00-046 | 9999T05005723 | Carpentry Material | BOARD FACIA 12 MM 225 MM, Fibre reinforced cement facia board to set specifications and minimum requirements to be supplied, delivered and offloaded | [7 empty] | Each
RT81/1-00-047 | 9999T05014574 | Carpentry Material | BOARD FACIA 300 MM X 12 MM, Fibre reinforced cement facia board to set specifications and minimum requirements to be supplied, delivered and offloaded | [7 empty] | Each
RT81/1-00-048 | 2540T05005847 | Carpentry Material | JOINT FACIA 225 MM X 12 MM, H Profile steel primed facia steel jointer to set specifications and minimum requirements to be supplied, delivered and offloaded | [7 empty] | Each
RT81/1-00-049 | 2540T05014575 | Carpentry Material | JOINT FACIA 300 MM X 12 MM, H Profile steel primed facia steel jointer will comply with set specifications and minimum requirements | [7 empty] | Each
RT81/1-00-050 | 5510T05086569 | Carpentry Material | BOARD, BARGE, WIDTH 80 MM, HEIGHT 200 MM, THICKNESS 4 MM, LENGTH 3M, L SHAPE FORM will comply with set specifications and minimum requirements | [7 empty] | Each
RT81/1-00-051 | 5510T05086570 | Carpentry Material | JOINTER, BARGE BOARD, 280 MM X 4 MM, H PROFILE STEEL PRIMED facia steel jointer will comply with set specifications and minimum requirements to be supplied, delivered and offloaded | [7 empty] | Each
RT81/1-00-052 | 5510T05086571 | Carpentry Material | SUPER WOOD, BOARDS, DIMENTIONS NOT LESS THAN LENGTH 2.7 M, WIDTH 1.8 M, THICKNESS 16 MM will comply with minimum requirements to be supplied and delivered and offloaded | [7 empty] | Each
RT81/1-00-053 | 5510T05086572 | Carpentry Material | BOARD, MELAMINE FACED WHITE, D/F, DIMENTIONS NOT LESS THAN LENGTH 2.7 METER, WIDTH 1.8 METER, THICKNESS 16MM, WITH WHITE MELAMINE FINISH ON BOTH SIDES, grade A will comply with set specifications and minimum requirements to be supplied, delivered and offloaded | [7 empty] | Each
RT81/1-00-054 | 7110T05043065 | Carpentry Material | BOARD, MELAMINE FACED OAK, D/F 2.750 X 1.830 X 16 MM with white melamine finish on both sides, grade A will comply with minimum requirements | [7 empty] | Each
RT81/1-00-055 | 5510T05042144 | Carpentry Material | HARDBOARD, MELAMINE, WHITE, 2.400 MM X 1200 MM X 4 MM to set specifications and minimum requirements to be supplied, delivered and offloaded | [7 empty] | Each
RT81/1-00-056 | 5640T05011585 | Carpentry Material | HARDBOARD, STANDARD, 2.440 X 1.220 X 6.4 MM to set specifications and minimum requirements to be supplied, delivered and offloaded. | [7 empty] | Each
RT81/1-00-057 | 7110T05043072 | Carpentry Material | BOARD, HARDBOARD, PLAIN TEMPERED, 2440 X 1220 X 3.2 MM to set specifications and minimum requirements to be supplied and delivered and offloaded | [7 empty] | Each
RT81/1-00-058 | 8040T05081748 | Carpentry Material | WOOD GLUE, BOTTLE, 1 LITRE UNIT(S) FAST SETTING, DRIES CLEAR TO BE SUPPLIED, DELIVERED and offloaded will be weathered proof and SANS (SABS) approved to set specifications and minimum requirements to be supplied, delivered and offloaded. | [7 empty] | Each
RT81/1-00-059 | 8040T05086585 | Carpentry Material | WOOD GLUE, WATERPROOF (MARINE), BOTTLE, 1 LITRE UNIT(S) WITH SPOUT WILL BE SANS (SABS) APPROVED to set specifications and minimum requirements to be supplied, delivered and offloaded | [7 empty] | Each
RT81/1-00-060 | 5305T05069980 | Carpentry Material | WASHER BONDED 6 MM X 19 MM FOR ROOFING GALVANISED TOP AND RUBBER BOTTOM to set specifications and minimum requirements to be supplied, delivered and offloaded | [7 empty] | Each
RT81/1-00-061 | 5305T05069979 | Carpentry Material | WASHER BONDED 6 MM X 26 MM FOR ROOFING GALVANISED TOP AND RUBBER BOTTOM to set specifications and minimum requirements to be supplied and delivered and offloaded | [7 empty] | Each
RT81/1-00-062 | 5340T05072819 | Carpentry Material | ROOFING SCREWS 6 MM X (NOT SHORTER THAN) 125 MM to screw into wood as to set specifications and minimum requirements to be supplied and delivered and offloaded | [7 empty] | Each
RT81/1-00-063 | 5340T05072818 | Carpentry Material | ROOFING SCREWS 6 MM X (NOT SHORTER THAN) 75 MM to screw into wood as to set specifications and minimum requirements | [7 empty] | Each
RT81/1-00-064 | 5315T05070049 | Carpentry Material | WIRE NAILS GALVANISED DIAMETER 4 MM LENGTH 75 MM in 2kg units as per set minimum requirements to be supplied, delivered and offloaded. | [7 empty] | per 2kg
RT81/1-00-065 | 5315T05070050 | Carpentry Material | WIRE NAILS GALVANISED DIAMETER 4 MM LENGTH 100 MM in 2kg units as per set specifications and minimum requirements to be supplied and delivered and offloaded | [7 empty] | per 2kg
RT81/1-00-066 | 5315T05070051 | Carpentry Material | WIRE NAILS GALVANISED DIAMETER 5 MM LENGTH 125 MM in 2kg units will comply with set specifications and minimum requirements to be supplied, delivered and offloaded | [7 empty] | per 2kg
RT81/1-00-067 | 5340T05072821 | Carpentry Material | SELF-DRILLING ROOFING SCREWS LENGTHS OF 42 MM to screw into steel will comply with set specifications and minimum requirements to be supplied, delivered and offloaded. | [7 empty] | Each
RT81/1-00-068 | 5340T05072822 | Carpentry Material | SELF-DRILLING ROOFING SCREWS LENGTHS OF 75 MM to screw into steel will comply with set specifications and minimum requirements to be supplied, delivered and offloaded | [7 empty] | Each
RT81/1-00-069 | 5305T05002853 | Carpentry Material | SCREW SELF-TAPPING, HEXAGON HEAD 12 X 65 as per set specifications and minimum requirements to be supplied, delivered and offloaded | [7 empty] | Each
RT81/1-00-070 | 5330T05043734 | Carpentry Material | CEILING SUSPENDED MAIN TEE 3.6 M as per set specifications and minimum requirements to be supplied, delivered and offloaded | [7 empty] | Each
RT81/1-00-071 | 5330T05043735 | Carpentry Material | CEILING SUSPENDED CROSS TEE 0.6 M as per set specifications and minimum requirements to be supplied, delivered and offloaded | [7 empty] | Each
RT81/1-00-072 | 5330T05071985 | Carpentry Material | CEILING SUSPENDED CROSS TEE 1.2 M FOR SUSPENDED CEILINGS SANS (SABS) as per set specifications and minimum requirements to be supplied, delivered and offloaded | [7 empty] | Each
RT81/1-00-073 | 5330T05071984 | Carpentry Material | CEILING SUSPENDED WALL ANGLE 3.6 M FOR SUSPENDED CEILINGS SANS (SABS) as per set specifications and minimum requirements to be supplied, delivered and offloaded | [7 empty] | Each
RT81/1-00-074 | 5330T05071986 | Carpentry Material | CEILING SUSPENDED RHINO VINYL CEILING BOARDS 1.2 X 0.6 M FOR SUSPENDED CEILINGS SANS (SABS) as per set specifications and minimum requirements to be supplied, delivered and offloaded | [7 empty] | Each
RT81/1-00-075 | 9505189877394 | Carpentry Material | WIRE BINDING GALVANISED, 1.6 MM as per set specifications and minimum requirements to be supplied delivered and offloaded | [7 empty] | Each
RT81/1-00-076 | 5315T05086586 | Carpentry Material | DRIVE NAILS, 6 X 40 MM, NAIL IN ANCHORS, NYLON, COUNTERSUNK to set specifications and minimum requirements to be supplied delivered and offloaded | [7 empty] | Each
RT81/1-00-077 | 5315T05086587 | Carpentry Material | DRIVE NAILS 6 X 60 MM NAIL IN ANCHORS, NYLON, COUNTERSUNK as per set specifications and minimum requirements to be supplied delivered and offloaded | [7 empty] | Each
RT81/1-00-078 | 5315T05086588 | Carpentry Material | DRIVE NAILS 8 X 80 MM NAIL IN ANCHORS NYLON, COUNTERSUNK as per set specification s and minimum requirements to be supplied delivered and offloaded | [7 empty] | Each
RT81/1-00-079 | 5305T05086589 | Carpentry Material | CHIP BOARD SCREWS 4 X 20 MM, FULLY THREADED, PHILIP HEAD (8 X 20 MM), (YELLOW PASSIVATED) as per set specifications and minimum requirements to be supplied delivered and offloaded | [7 empty] | Each
RT81/1-00-080 | 5305T05086590 | Carpentry Material | CHIP BOARD SCREWS, 4 X 40 MM, SHANKED, PHILIP HEAD (8 X 45 MM), (YELLOW PASSIVATED) as per set specifications and minimum requirements to be supplied delivered and offloaded | [7 empty] | Each
RT81/1-00-081 | 5305T05086591 | Carpentry Material | CHIP BOARD SCREWS, 4 X 60 MM, SHANKED, PHILIP HEAD (8 X 45 MM), (YELLOW PASSIVATED) as per set specifications and minimum requirements to be supplied delivered and offloaded | [7 empty] | Each
RT81/1-00-082 | 5305T05086592 | Carpentry Material | CHIP BOARD SCREWS, 6 X 120 MM, SHANKED, PHILIP HEAD (8 X 120 MM), (YELLOW PASSIVATED) as per set specifications and minimum requirements to be supplied delivered and offloaded | [7 empty] | Each
RT81/1-00-083 |  | Carpentry Material | ROLLER SHUTTER: 2.4M X 2.1M as per set specifications and minimum requirements to be supplied delivered and offloaded. | [7 empty] | Each
RT81/1-00-084 |  | Carpentry Material | MEASURING TAPE 7.5M as per specifications and minimum requirements to be supplied delivered and offloaded. | [7 empty] | Each
RT81/1-00-085 |  | Carpentry Material | MEASURING TAPE 10 M as per specifications and minimum requirements to be supplied delivered and offloaded. | [7 empty] | Each
RT81/1-00-086 |  | Carpentry Material | VIRO PADLOCK as per specifications and minimum requirements to be supplied delivered and offloaded. | [7 empty] | Each
RT81/1-00-087 |  | Carpentry Material | JIGSAW as per specifications and minimum requirements to be supplied delivered and offloaded. | [7 empty] | Each
RT81/1-00-088 |  | Carpentry Material | Jigsaw blades (Wood and Steel). | [7 empty] | Each
RT81/1-00-089 |  | Carpentry Material | JIGSAW BLADES as per specifications and minimum requirements to be supplied delivered and offloaded. | [7 empty] | Each
RT81/1-00-090 |  | Carpentry Material | 100ft (30m) HEAVY DUTY CHALK LINE as per set specifications and minimum requirements to be supplied delivered and offloaded. | [7 empty] | Each
RT81/1-00-091 |  | Carpentry Material | CORNER CLAMPS SASH CLAMPS (600, 910, 1220, 1670MM as per set specifications and minimun requirements to be supplied delived and offloaded. | [7 empty] | Each
RT81/1-00-092 |  | Carpentry Material | CARPENTER CLAW HAMMER (16, 20, 24OZ) as per set specifications and minimum requirements to be supplied delivered and offloaded. | [7 empty] | Each
RT81/1-00-093 |  | Carpentry Material | BALL PEIN HAMMER 100g | [7 empty] | Each
RT81/1-00-094 |  | Carpentry Material | BALL PEIN HAMMER 225 g | [7 empty] | Each
RT81/1-00-095 |  | Carpentry Material | BALL PEIN HAMMER 340g | [7 empty] | Each
RT81/1-00-096 |  | Carpentry Material | BALL PEIN HAMMER 450g | [7 empty] | Each
RT81/1-00-097 |  | Carpentry Material | BALL PEIN HAMMER 680g | [7 empty] | Each
RT81/1-00-098 |  | Carpentry Material | BALL PEIN HAMMER 900g/1kg | [7 empty] | Each
RT81/1-00-099 |  | Carpentry Material | Cordless drill 18V | [7 empty] | Each
RT81/1-00-100 |  | Carpentry Material | 220V open drum cable reel 25m | [7 empty] | Each
RT81/1-00-101 |  | Carpentry Material | 220V open drum cable reel 40m | [7 empty] | Each
RT81/1-00-102 |  | Carpentry Material | 220V open drum cable reel 50m | [7 empty] | Each
RT81/1-00-103 |  | Carpentry Material | Industrial Vacuum Cleaner: Capacity 80L, and 44cm tank diameter. | [7 empty] | Each
RT81/1-00-104 |  | Carpentry Material | AIR STAPLER GUN 16 X 12.7MM AT0019 | [7 empty] | Each
RT81/1-00-105 |  | Carpentry Material | 10-30mm Air Nail Gun (F-Type) Nail Head Diameter, 2 MM | [7 empty] | Each
RT81/1-00-106 |  | Carpentry Material | 10MM REVERSABLE PISTOL DRILL AIR TOOL to be supplied delivered and offloaded. | [7 empty] | Each
RT81/1-00-107 |  | Carpentry Material | AIR BLOW GUN, PISTOL GRIP, 1/4 BSPT to be supplied delivered and offloaded. | [7 empty] | Each
RT81/1-00-108 |  | Carpentry Material | Air spray gun suction feed Size: from 1.3 mm to 1.8mm to be supplied delivered and offloaded. | [7 empty] | Each
RT81/1-00-109 |  | Carpentry Material | Airline tyre inflator with gauge Connecting Hose Length. 400 mm. Max Working Pressure. 8 bar/ 116 psi. Airline Connection size. to be supplied delivered and offloaded. | [7 empty] | Each
RT81/1-00-110 |  | Carpentry Material | INDUSTRIAL AIRLINE HOSE ¾’ to be supplied delivered and offloaded. | [7 empty] | Each
RT81/1-00-111 |  | Carpentry Material | AIRLINE COUPLINGS AND ADAPTORS to be supplied delivered and offloaded. | [7 empty] | Each
RT81/1-00-112 |  | Carpentry Material | AIR TOOL LUBRICANT. SIZE. 5LTR. STANDARDS MET. ISO GRADE VG22. to be supplied delivered and offloaded. | [7 empty] | Each
RT81/1-00-113 |  | Carpentry Material | ALUMINIUM SLIDING DOOR 1500 X 2100MM to be supplied delivered and offloaded. | [7 empty] | Each
RT81/1-00-114 |  | Carpentry Material | ALUMINIUM SLIDING DOOR 1800 X2100MM to be supplied delivered and offloaded. | [7 empty] | Each
RT81/1-00-115 |  | Carpentry Material | ALUMINIUM SLIDING DOOR 2100 X 2100 to be supplied delivered and offloaded. | [7 empty] | Each
RT81/1-00-116 |  | Carpentry Material | ALUMINIUM SLIDING DOOR 2400 X 2100 to be supplied delivered and offloaded. | [7 empty] | Each
RT81/1-00-117 |  | Carpentry Material | BTM roller for aluminium sliding door. The overall size of the roller is 140mm by 80mm and it has 4 fixing points. | [7 empty] | Each
RT81/1-00-118 |  | Carpentry Material | POST FORM WORK TOP 3530 X 600MM, 350 X 900MM | [7 empty] | Each
RT81/1-00-119 |  | Carpentry Material | Post form joiner Corner Joint. Corner Joint - CJ-3mm; T Joint. T Joint - T-6mm; End Trim. End Trim e-6mm. | [7 empty] | Each
RT81/1-00-120 |  | Carpentry Material | Edging IMP/ PVC Available in any width from 16mm to 105mm | [7 empty] | Each
RT81/1-00-121 |  | Carpentry Material | Hardwood moulding (Cleat, cover strip, half round, skirting, quadrant, weather bar, glazing beat) KIRTING · 50mm, 70mm and 100mm · Finishing where the wall meets floor; QUADRANT · 16mm, and 32mm · Conner finishing; HALF ROUND · 19mm, | [7 empty] | Per Set
RT81/1-00-122 |  | Carpentry Material | CHIP BOARD SCREWS, 6 X 120 MM, SHANKED, PHILIP HEAD (8 X 120 MM), (YELLOW PASSIVATED) | [7 empty] | Each
RT81/1-00-123 |  | Carpentry Material | Poles round diameter 75-100mm Length 1.8m | [7 empty] | Each
RT81/1-00-124 |  | Carpentry Material | Poles round diameter 75-100mm Length 2.1m | [7 empty] | Each
RT81/1-00-125 |  | Carpentry Material | Poles round diameter 75-100mm Length 2.4m | [7 empty] | Each
RT81/1-00-126 |  | Carpentry Material | Poles round diameter 75-100mm Length 2.7m | [7 empty] | Each
RT81/1-00-127 |  | Carpentry Material | Poles round diameter 75-100mm Length 3.0m | [7 empty] | Each
RT81/1-00-128 |  | Carpentry Material | Poles round diameter 75-100mm Length 3.6m | [7 empty] | Each
RT81/1-00-129 |  | Carpentry Material | Poles round diameter 75-100mm Length 4.2m | [7 empty] | Each
RT81/1-00-130 |  | Carpentry Material | Poles round diameter 75-100mm Length 4.6m | [7 empty] | Each
RT81/1-00-131 |  | Carpentry Material | Poles round diameter 75-100mm Length 4.8m | [7 empty] | Each
RT81/1-00-132 |  | Carpentry Material | Poles round diameter 75-100mm Length 5.4m | [7 empty] | Each
RT81/1-00-133 |  | Carpentry Material | Poles round diameter 100-125mm Length 3.0m | [7 empty] | Each
RT81/1-00-134 |  | Carpentry Material | Poles round diameter 100-125mm Length 3.8m | [7 empty] | Each
RT81/1-00-135 |  | Carpentry Material | ANTI-SLIP STRIP 50MM X 18M to be supplied delivered and offloaded. | [7 empty] | Each
RT81/1-00-136 |  | Carpentry Material | ANTI-SLIP STRIP 25MM X 1M to be supplied delivered and offloaded. | [7 empty] | Each
RT81/1-00-137 |  | Carpentry Material | ANTI-SLIP STRIP 100MM X 1M to be supplied delivered and offloaded. | [7 empty] | Each
RT81/1-00-138 |  | Carpentry Material | PORTABLE SANDING BELTS 100MM WIDE X 610MM LONG to be supplied delivered and offloaded. | [7 empty] | Each
RT81/1-00-139 |  | Carpentry Material | PORTABLE SANDING BELTS 100MM WIDE X 915MM LONG to be supplied delivered and offloaded. | [7 empty] | Each
RT81/1-00-140 |  | Carpentry Material | Abrasive sheets & coils sanding sheets 230mm wide x 280mm long P60 to be supplied delivered and offloaded. | [7 empty] | Each
RT81/1-00-141 |  | Carpentry Material | Abrasive sheets & coils sanding sheets 230mm wide x 280mm long P80 to be supplied delivered and offloaded. | [7 empty] | Each
RT81/1-00-142 |  | Carpentry Material | Abrasive sheets & coils sanding sheets 230mm wide x 280mm long P100 to be supplied delivered and offloaded. | [7 empty] | Each
RT81/1-00-143 |  | Carpentry Material | Abrasive sheets & coils sanding sheets 230mm wide x 280mm long , P120 to be supplied delivered and offloaded. | [7 empty] | Each
RT81/1-00-144 |  | Carpentry Material | JIGSAW BLADES (WOOD) SPECIFICATION. A, 1.8-2.5 MM. B, 110 MM. C, 132 MM. D, 1.27 MM. E, 8 MM to be supplied delivered and offloaded. | [7 empty] | Per Pack
RT81/1-00-145 |  | Carpentry Material | Router cutter bit set (Wood), cutting depth of 7,95mm, 9,5mm, 12,8mm and 14,3mm to be supplied delivered and offloaded. | [7 empty] | Each
RT81/1-00-146 |  | Carpentry Material | Circular saw blade (300mm x 3.0mm x 30mm) to be supplied delivered and offloaded. | [7 empty] | Each
RT81/1-00-147 |  | Carpentry Material | CIRCULAR SAW BLADE (250MM X 30MM X 25.4 X 20 X 16) to be supplied delivered and offloaded. | [7 empty] | Each
RT81/1-00-148 |  | Carpentry Material | HACKSAW BLADES 250 X 12.5MM (HSS STEEL) to be supplied delivered and offloaded. | [7 empty] | Each
RT81/1-00-149 |  | Carpentry Material | Wood drills (4mm- 20mm) to be supplied delivered and offloaded. | [7 empty] | Each
RT81/1-00-150 |  | Carpentry Material | 8PC FLAT WOOD DRILL BIT SET. SIZES: 12-16-18-20-25-28-32MM. 8. FWDBSET 8. FLAT WOOD DRILL BIT KITS | [7 empty] | Per Set
RT81/1-00-151 |  | Carpentry Material | Auger bit set (Wood): 7 PC , Casting (zinc base) x 3.5. Aluminum x 2.5. Brass x 2.0. Bronze x 2.0. Cast iron, soft x 1.15. Mild Steel (default RPM). Malleable iron x .85. | [7 empty] | Per Set
RT81/1-00-152 |  | Carpentry Material | Professional hand saw wood 560mm to be supplied delivered and offloaded. | [7 empty] | Each
RT81/1-00-153 |  | Carpentry Material | HARDPOINT TENON SAW 250MM to be supplied delivered and offloaded. | [7 empty] | Each
RT81/1-00-154 |  | Carpentry Material | JACK PLANE 355MM to be supplied delivered and offloaded. | [7 empty] | Each
RT81/1-00-155 |  | Carpentry Material | WOOD CHISELS 6, 10, 13, 16, 19, 25, 38Mto be supplied delivered and offloaded. | [7 empty] | Per Set
RT81/1-00-156 |  | Carpentry Material | EXTENDING SUPPORT PROS 1.6 – 2M to be supplied delivered and offloaded. | [7 empty] | Each
RT81/1-00-157 |  | Carpentry Material | EXTENDING SUPPORT PROS 1.76 - 2.6M to be supplied delivered and offloaded. | [7 empty] | Each
RT81/1-00-158 |  | Carpentry Material | 20mm THICK MOZAMBICAN / ZIMBABWEAN GRANITE WORKTOP, SANS (SABS) APPROVED to be supplied and delivered and offloaded. | [7 empty] | m²
RT81/1-00-159 |  | Carpentry Material | DRYWALL 114mm X 38 mm PARTITIONING WALL, SPACING AS PER SPECIFICATION, SANS (SABS) APPROVED to be supplied and delivered and offloaded. | [7 empty] | Each
RT81/1-01-001 | 6240T05074637 | Electrical Material | 53WATTS LED SURFACE MOUNTED VANDAL PROOF LIGHT FITTING | [7 empty] | Each
RT81/1-01-002 | 6240T05074636 | Electrical Material | 53WATTS LED SURFACE MOUNTED VANDAL PROOF LIGHT FITTING WITH NIGHT LIGHT ABILITY | [7 empty] | Each
RT81/1-01-003 | 6145T05072829 | Electrical Material | 19W LED VANDAL PROOF LUMINARE | [7 empty] | Each
RT81/1-01-004 | 5975T05046318 | Electrical Material | LIGHT FITTING 18W LED VANDAL RESISTANCE BULKHEAD WITH WIRE GUARD | [7 empty] | Each
RT81/1-01-005 | 5975T05046311 | Electrical Material | LIGHT FITTING 12W LED WEATHERPROOF BULKHEAD DIA CAST BASE | [7 empty] | Each
RT81/1-01-006 | 6240T05074635 | Electrical Material | 15WATT 230V LED BULKHEAD LIGHT COMPLEATE WITH VANDAL PROOF SCREWS | [7 empty] | Each
RT81/1-01-007 | 6250T05042164 | Electrical Material | FITTING BULKHEAD 2X 9PLWATT WATERPROOF WITH GLOBE | [7 empty] | Each
RT81/1-01-008 | 5975T05046317 | Electrical Material | FITTING LIGHT2X36W WEATHERPROOF FLOUORECENT | [7 empty] | Each
RT81/1-01-009 | 6145T05072836 | Electrical Material | WEATHERPROOF AND CORROSION (1x36W FLUORESCENT ) | [7 empty] | Each
RT81/1-01-010 | 6145T05072837 | Electrical Material | WEATHERPROOF AND CORROSION (2x58W FLUORESCENT ) | [7 empty] | Each
RT81/1-01-011 | 6145T05072838 | Electrical Material | WEATHERPROOF AND CORROSION (1x58W FLUORESCENT ) | [7 empty] | Each
RT81/1-01-012 | 5340T05085363 | Electrical Material | LIGHT FITTING SURFACE MOUNTED T8 2X24 WATT LED WATERPROOF DIFFUSER COMPLEATE WITH LED TUBES | [7 empty] | Each
RT81/1-01-013 | 6210T05085421 | Electrical Material | LIGHT FITTING SURFACE MOUNTED T5 2X24 WATT LED WATERPROOF DIFFUSER COMPLEATE WITH LED TUBES | [7 empty] | Each
RT81/1-01-014 | 6250T05042165 | Electrical Material | FITTING FLUORESCENT LIGHT 2 X 36WATT OPEN CHANNEL WITH TUBES | [7 empty] | Each
RT81/1-01-015 | 6145T05072844 | Electrical Material | OPEN CHANNEL INDUSTRIAL FLUORECENT 1X36WATT | [7 empty] | Each
RT81/1-01-016 | 6145T05072843 | Electrical Material | OPEN CHANNEL INDUSTRIAL FLUORESCENT 2* 58WATT | [7 empty] | Each
RT81/1-01-017 | 6240T05066559 | Electrical Material | LIGHT FITTING 2* 58WATT OPEN CHANNEL FLUORESCENT LIGHT FITTING WITH ELECTRONIC BALLAST | [7 empty] | Each
RT81/1-01-018 | 6210T05085420 | Electrical Material | LIGHT FITTING SURFACE MOUNTED OPEN CHANNEL COMPLEATE WITH T5 2* 24WATT LED BOBY METAL OPEN CHANEL COMPLEATE WITH LED TUBES | [7 empty] | Each
RT81/1-01-019 | 6210T05085419 | Electrical Material | LIGHT FITTING SURFACE MOUNTED T8 2X 24 WATT LED BOBY METAL OPEN CHANNEL COMPLEATE WITH LED TUBES | [7 empty] | Each
RT81/1-01-020 | 6145T05072846 | Electrical Material | SURFACE FLOURECENT LUMINAIRE WITH DOUBLE PARABOLIC 3X36W | [7 empty] | Each
RT81/1-01-021 | 6145T05072847 | Electrical Material | SURFACE FLOURECENT LUMINAIRE WITH DOUBLE PARABOLIC 4X36W | [7 empty] | Each
RT81/1-01-022 | 5975T05046309 | Electrical Material | SURFACE FITTING SURFACE 3X 58 W FLUORESCENT LOUVRE DOUBLE PARABOLIC ALUMINUM LOW IRIDESCENT WITH ELECTRONIC CONTROL GEAR SABS APPROVED | [7 empty] | Each
RT81/1-01-023 | 5999TO5O64311 | Electrical Material | LIGHT FITTING RECESSED 3X36W FLOURESCENT WITH LOUVER DOUBLE PARABOLIC ALUMINIUM LOW IRRIDENT WITH ELECTRONIC CONTROL GEAR SABS APPROVED | [7 empty] | Each
RT81/1-01-024 | 6145T05072850 | Electrical Material | RECESSED FLOURECENT LUMINAIRE WITH DOUBLE PARABOLIC 4X36W | [7 empty] | Each
RT81/1-01-025 | 6145T05072851 | Electrical Material | RECESSED FLOURECENT LUMINAIRE WITH DOUBLE PARABOLIC 4X58W | [7 empty] | Each
RT81/1-01-026 | 5340T05085362 | Electrical Material | LIGHT FITTING SURFACE MOUNTED T8 2X24 WATT LED BOBY METAL WITH PRISMATIC DIFFUSER COMPLEATE LED TUBES | [7 empty] | Each
RT81/1-01-027 | 5975T05047691 | Electrical Material | LED 55WATT POLE TOP MONTED LUMINAIRE WITH IP 66 TIGHTNESS LEVEL | [7 empty] | Each
RT81/1-01-028 | 5999T05069827 | Electrical Material | 4 METER FIBERGLASS POLE WITH CIRCUIT BREAKER ACCESSIBLE DOOR AND BASE | [7 empty] | Each
RT81/1-01-029 | 6145T05072852 | Electrical Material | ALL BRACKET FOR A POST TOP LIGHT FITTING Wall brackets: Wall brackets must be at a 90 degree angle fitted with a base plate with a length of 380 mm measures from the base plate. | [7 empty] | Each
RT81/1-01-030 | 6145T05072853 | Electrical Material | PILLAR BRACKET FOR A POST TOP LIGHT FITTING Pillar Bracket: Pillar bracket must be fitted with a base plate and be 150 mm long measured from the base plate with a diameter of 76 mm. | [7 empty] | Each
RT81/1-01-031 | 6250T05046312 | Electrical Material | FLOOD LIGHT FITTING LED 100W WEATHER PROOF WITH BODY HIGH PRESSURE DIA CAST BASE ALUMINUM AND HIGH IMPACT CLEAR GLASS IP 66 SABS APPROVED | [7 empty] | Each
RT81/1-01-032 | 6250T05065972 | Electrical Material | FITTING LIGHT FLOOD 50WATT WEATHER PROOF SABS APPROVED | [7 empty] | Each
RT81/1-01-033 | 5340T05085364 | Electrical Material | T8 24Watt LED Tube | [7 empty] | Each
RT81/1-01-034 | 6210T05085422 | Electrical Material | T5 24Watt LED Tube | [7 empty] | Each
RT81/1-01-035 | 6240T05011423 | Electrical Material | LAMP Florescent 36Watt | [7 empty] | Each
RT81/1-01-036 | 6240T05038683 | Electrical Material | FLORECENT BULB 1.5M (L58W/740) | [7 empty] | Each
RT81/1-01-037 | 6240T05002638 | Electrical Material | LAMP FLOURECENT PL9 9WATT | [7 empty] | Each
RT81/1-01-038 | 6240T050082140 | Electrical Material | GLOBE TUBE FLORESCENT 2 PIN 18Watt COOL WHITE | [7 empty] | Each
RT81/1-01-039 | 6240T05082142 | Electrical Material | GLOBE TUBE FLORESCENT 28Watt /850 COOL WHITE | [7 empty] | Each
RT81/1-01-040 | 6230T05012669 | Electrical Material | Globe Energy saver 15Watt Bayonet Type | [7 empty] | Each
RT81/1-01-041 | 6230T05012670 | Electrical Material | Globe Energy saver 15Watt Screw in Type | [7 empty] | Each
RT81/1-01-042 | 5999T05064308 | Electrical Material | POWERSKIRTING GALVANISED 2 COMPARTMENTWITH COVER | [7 empty] | Each
RT81/1-01-043 | 5510T05042168 | Electrical Material | POWERSKIRTING ALUMINUM 2 COMPARTMENT END CAP | [7 empty] | Each
RT81/1-01-044 | 5510T05042169 | Electrical Material | POWERSKIRTING ALUMUNIUM 2 COMPARTMENT 90 DEGREE FLAT ANGLE | [7 empty] | Each
RT81/1-01-045 | 5935T05065952 | Electrical Material | 2 COMPARTMENT POWERSKIRTING ALUMUNIUM 90 DEGREE EXTERNAL BEND | [7 empty] | Each
RT81/1-01-046 | 6210T05085423 | Electrical Material | POWERSKIRTING GALVANIZED POWDER COATED 2 COMPARTMRNT VERTICAL ANGLE | [7 empty] | Each
RT81/1-01-047 | 5999T05064307 | Electrical Material | POWERSKIRTING SOCKET OUTLET COVER WITH BRACKETS | [7 empty] | Each
RT81/1-01-048 | 6145T05072856 | Electrical Material | XLPE/PVC/ SWA/PVC ARMAURED CABLE: (2.5 MM2 3-COREXLPE/PVC/ SWA/PVC ) | [7 empty] | Each
RT81/1-01-049 | 5999T05069828 | Electrical Material | 2.5 MM2 4-CORE CU/XLPE/SWA/PVC/ CABLE | [7 empty] | Each
RT81/1-01-050 | 6145T05072858 | Electrical Material | XLPE/SWA/PVC : ARMAURED CABLE( 4 mm2 3-core XLPE/SWA/PVC ) | [7 empty] | Each
RT81/1-01-051 | 5340T05085365 | Electrical Material | CABLE SURFIX 4MM 4 CORE ROUND ELECTRIAL AND WITH SABS MARK APPROVED | [7 empty] | Each
RT81/1-01-052 | 6145T05072859 | Electrical Material | XLPE/SWA/PVC : ARMAURED CABLE( 6 mm2 3-core XLPE/SWA/PVC ) | [7 empty] | Each
RT81/1-01-053 | 6145T05072860 | Electrical Material | XLPE/SWA/PVC : ARMAURED CABLE( 6 mm2 4-core XLPE/SWA/PVC ) | [7 empty] | Each
RT81/1-01-054 | 6145T05072861 | Electrical Material | XLPE/SWA/PVC : ARMAURED CABLE( 10 mm2 3-core XLPE/SWA/PVC ) | [7 empty] | Each
RT81/1-01-055 | 6145T05072862 | Electrical Material | XLPE/SWA/PVC : ARMAURED CABLE( 10 mm2 4-core XLPE/SWA/PVC ) | [7 empty] | Each
RT81/1-01-056 | 6145T05072863 | Electrical Material | XLPE/SWA/PVC : ARMAURED CABLE( 16 mm2 3-core XLPE/SWA/PVC ) | [7 empty] | Each
RT81/1-01-057 | 6145T05072864 | Electrical Material | XLPE/SWA/PVC : ARMAURED CABLE( 16 mm2 4-core XLPE/SWA/PVC ) | [7 empty] | Each
RT81/1-01-058 | 6145T05072865 | Electrical Material | XLPE/SWA/PVC : ARMAURED CABLE( 25 mm2 3-core XLPE/SWA/PVC ) | [7 empty] | Each
RT81/1-01-059 | 6145T05072866 | Electrical Material | XLPE/SWA/PVC : ARMAURED CABLE( 25 mm2 4-core XLPE/SWA/PVC ) | [7 empty] | Each
RT81/1-01-060 | 6145T05072867 | Electrical Material | XLPE/SWA/PVC : ARMAURED CABLE( 35 mm2 4-core XLPE/SWA/PVC ) | [7 empty] | Each
RT81/1-01-061 | 6145T05072868 | Electrical Material | XLPE/SWA/PVC : ARMAURED CABLE( 50 mm2 4-core XLPE/SWA/PVC ) | [7 empty] | Each
RT81/1-01-062 | 6145T05072869 | Electrical Material | XLPE/SWA/PVC : ARMAURED CABLE( 70 mm2 4-core XLPE/SWA/PVC ) | [7 empty] | Each
RT81/1-01-063 | 6145T05072871 | Electrical Material | SINGLE CORE BARE COPPER EARTH WIRE (1.5 mm2 BARE COPPER EARTH WIRE) | [7 empty] | Each
RT81/1-01-064 | 6145T05014556 | Electrical Material | WIRE EARTH BARE 2.5MM | [7 empty] | Each
RT81/1-01-065 | 6145T05072872 | Electrical Material | SINGLE CORE BARE COPPER EARTH WIRE (4 mm2 BARE COPPER EARTH WIRE) | [7 empty] | Each
RT81/1-01-066 | 6145T05072873 | Electrical Material | SINGLE CORE BARE COPPER EARTH WIRE (6 mm2 BARE COPPER EARTH WIRE) | [7 empty] | Each
RT81/1-01-067 | 6145T05072874 | Electrical Material | SINGLE CORE BARE COPPER EARTH WIRE (10 mm2 BARE COPPER EARTH WIRE) | [7 empty] | Each
RT81/1-01-068 | 6145T05072875 | Electrical Material | SINGLE CORE BARE COPPER EARTH WIRE (16 mm2 BARE COPPER EARTH WIRE) | [7 empty] | Each
RT81/1-01-069 | 6145T05072876 | Electrical Material | SINGLE CORE BARE COPPER EARTH WIRE (25 mm2 BARE COPPER EARTH WIRE) | [7 empty] | Each
RT81/1-01-070 | 6145T05072877 | Electrical Material | SINGLE CORE BARE COPPER EARTH WIRE (35 mm2 BARE COPPER EARTH WIRE) | [7 empty] | Each
RT81/1-01-071 | 6145T05072878 | Electrical Material | SINGLE CORE BARE COPPER EARTH WIRE (50 mm2 BARE COPPER EARTH WIRE) | [7 empty] | Each
RT81/1-01-072 | 5920T05068983 | Electrical Material | CONDUCTOR ,1.5 MM2 INSULATED STRANDED COPPER RED | [7 empty] | Each
RT81/1-01-073 | 5920T05068993 | Electrical Material | CONDUCTOR ,1.5 MM2 INSULATED STRANDED COPPER BLACK | [7 empty] | Each
RT81/1-01-074 | 5920T05068984 | Electrical Material | CONDUCTOR ,1.5 MM2 INSULATED STRANDED COPPER GREEN AND YELLOW | [7 empty] | Each
RT81/1-01-075 | 5920T05068985 | Electrical Material | CONDUCTOR ,1.5 MM2 INSULATED STRANDED COPPER BLUE | [7 empty] | Each
RT81/1-01-076 | 5920T05068986 | Electrical Material | CONDUCTOR ,1.5 MM2 INSULATED STRANDED COPPER WHITE | [7 empty] | Each
RT81/1-01-077 | 5920T05051103 | Electrical Material | CONDUCTOR ,2.5 MM2 INSULATED STRANDED COPPER RED | [7 empty] | Each
RT81/1-01-078 | 5920T05051104 | Electrical Material | CONDUCTOR ,2.5 MM2 INSULATED STRANDED COPPER BLACK | [7 empty] | Each
RT81/1-01-079 | 5920T05051105 | Electrical Material | CONDUCTOR ,2.5 MM2 INSULATED STRANDED COPPER GREEN AND YELLOW | [7 empty] | Each
RT81/1-01-080 | 6145T05072880 | Electrical Material | SINGLE CORE PVC INSULATED WIRE (,2.5 MM2 SINGLE CORE PVC INSULATED WIRE BLUE) | [7 empty] | Each
RT81/1-01-081 | 5920T05051102 | Electrical Material | CONDUCTOR ,2.5 MM2 INSULATED STRANDED COPPER WHITE | [7 empty] | Each
RT81/1-01-082 | 5920T05068987 | Electrical Material | CONDUCTOR 4 MM2 INSULATED STRANDED COPPER RED | [7 empty] | Each
RT81/1-01-083 | 5920T05068988 | Electrical Material | CONDUCTOR 4 MM2 INSULATED STRANDED COPPER BLACK | [7 empty] | Each
RT81/1-01-084 | 5920T05068989 | Electrical Material | CONDUCTOR ,4MM2 INSULATED STRANDED COPPER GREEN AND YELLOW | [7 empty] | Each
RT81/1-01-085 | 5920T05068990 | Electrical Material | CONDUCTOR ,6MM2 INSULATED STRANDED COPPER RED | [7 empty] | Each
RT81/1-01-086 | 5920T05068991 | Electrical Material | CONDUCTOR ,6 MM2 INSULATED STRANDED COPPER BLACK | [7 empty] | Each
RT81/1-01-087 | 5920T05068992 | Electrical Material | CONDUCTOR ,6 MM2 INSULATED STRANDED COPPER GREEN AND YELLOW | [7 empty] | Each
RT81/1-01-088 | 6145T05072886 | Electrical Material | ROUND EARTH SURFIX CABLE( 1.5 MM2 3 CORE ROUND EARTH SURFIX CABLE) | [7 empty] | Each
RT81/1-01-089 | 6145T05072887 | Electrical Material | ROUND EARTH SURFIX CABLE( 1.5 MM2 4 CORE ROUND EARTH SURFIX CABLE) | [7 empty] | Each
RT81/1-01-090 | 6145T05072888 | Electrical Material | ROUND EARTH SURFIX CABLE( 2.5 MM2 3 CORE ROUND EARTH SURFIX CABLE) | [7 empty] | Each
RT81/1-01-091 | 6145T05072889 | Electrical Material | ROUND EARTH SURFIX CABLE( 2.5 MM2 4 CORE EARTH WIRE) | [7 empty] | Each
RT81/1-01-092 | 6145T05072890 | Electrical Material | ROUND EARTH SURFIX CABLE( 4 MM2 3CORE ROUND EARTH SURFIX CABLE) | [7 empty] | Each
RT81/1-01-093 | 6145T05072891 | Electrical Material | ROUND EARTH SURFIX CABLE( 4 MM2 4CORE ROUND EARTH SURFIX CABLE) | [7 empty] | Each
RT81/1-01-094 | 6145T05072892 | Electrical Material | ROUND EARTH SURFIX CABLE( 6 MM2 3CORE ROUND EARTH SURFIX CABLE) | [7 empty] | Each
RT81/1-01-095 | 6145T05072893 | Electrical Material | ROUND EARTH SURFIX CABLE( 6 MM2 4CORE ROUND EARTH SURFIX CABLE) | [7 empty] | Each
RT81/1-01-096 | 6145T05072894 | Electrical Material | ROUND EARTH SURFIX CABLE( 10 MM2 3CORE ROUND EARTH SURFIX CABLE) | [7 empty] | Each
RT81/1-01-097 | 6145T05072895 | Electrical Material | ROUND EARTH SURFIX CABLE( 10 MM2 4 CORE ROUND EARTH SURFIX CABLE) | [7 empty] | Each
RT81/1-01-098 | 5630T00000326 | Electrical Material | CABLE TIE IDENTIFICATTION 100 X 25 MM | [7 empty] | Each
RT81/1-01-099 | 9520T05072919 | Electrical Material | CABLE TIE 3.7MM X 145MM –BLACK OR NATURAL (100 PER PACK). | [7 empty] | Each
RT81/1-01-100 | 5975T05070439 | Electrical Material | CABLE TIE 305 X 4.7MM | [7 empty] | Each
RT81/1-01-101 | 9520T05072920 | Electrical Material | CABLE TIE 7.9MM X 393MM – BLACK OR NATURAL (100 PER PACK). | [7 empty] | Each
RT81/1-01-102 | 7510T05085410 | Electrical Material | INSULATION TAPE , NYLON ELECTRICAL 25M LENGTH X 19MM WITH AND 0.25MM THICKNESS RED | [7 empty] | Each
RT81/1-01-103 | 7510T05085411 | Electrical Material | INSULATION TAPE , NYLON ELECTRICAL 25M LENGTH X 19MM WITH AND 0.25MM THICKNESS BLACK | [7 empty] | Each
RT81/1-01-104 | 7510T05085412 | Electrical Material | INSULATION TAPE , NYLON ELECTRICAL 25M LENGTH X 19MM WITH AND 0.25MM THICKNESS WHITE | [7 empty] | Each
RT81/1-01-105 | 7510T05085413 | Electrical Material | INSULATION TAPE , NYLON ELECTRICAL 25M LENGTH X 19MM WITH AND 0.25MM THICKNESS BLUE | [7 empty] | Each
RT81/1-01-106 | 7510T05085414 | Electrical Material | INSULATION TAPE , NYLON ELECTRICAL 25M LENGTH X 19MM WITH AND 0.25MM THICKNESS GREEN | [7 empty] | Each
RT81/1-01-107 | 9520T05072922 | Electrical Material | INSULATION TAPE , NYLON ELECTRICAL 25M LENGTH X 19MM WITH AND 0.25MM THICKNESS YELLOW | [7 empty] | Each
RT81/1-01-108 | 5930T05006131 | Electrical Material | SWITCH, 1 LEVER , 1 WAY, WITH COVER , COMPLEATE 100MM X 50MM | [7 empty] | Each
RT81/1-01-109 | 5930T05049058 | Electrical Material | SWITCH LIGHT SINGLE LEVER 16AMP 2 WAY COMPLETE WITH COVER | [7 empty] | Each
RT81/1-01-110 | 9520T05072923 | Electrical Material | LIGHT SWITCH 1 LEVER INTERMEDIATE SWITCH | [7 empty] | Each
RT81/1-01-111 | 5930T05006132 | Electrical Material | SWITCH 2 LEVER 1 WAY WITH COVER | [7 empty] | Each
RT81/1-01-112 | 5930T05015382 | Electrical Material | SWITCH 2 LEVER 2X 2 WAY | [7 empty] | Each
RT81/1-01-113 | 5925T05042162 | Electrical Material | SWITCH LIGHT 16A THREE LEVER ONE WAY WITH CRABTREE 100 X50 COVER | [7 empty] | Each
RT81/1-01-114 | 5930T05008621 | Electrical Material | SWITCH 4 LEVER , 1 WAY WITH COVER | [7 empty] | Each
RT81/1-01-115 | 9520T05072927 | Electrical Material | LIGHT SWICH PULL SWITCH (ON/OFF) | [7 empty] | Each
RT81/1-01-116 | 6240T05074651 | Electrical Material | 1000VA 360degrees resess surface mounted vacancy occupancy sensor switch | [7 empty] | Each
RT81/1-01-117 | 5930T05051913 | Electrical Material | SWITCH, LIGHT 16A SINGLE LEVER WATERTIGHT ROTATABLE INDUSTRIAL ONE WAY SABS APPROVED | [7 empty] | Each
RT81/1-01-118 | 5935T05080478 | Electrical Material | SWITCH, LIGHT 16A SINGLE LEVER INDUSTRIAL ROTATABLE TWO WAY SABS APPROVED | [7 empty] | Each
RT81/1-01-119 | 5935T05085415 | Electrical Material | CONNECTOR,FIVE WAY HELICON PLUS ELECTRICAL WIRE SPLICE ( 0.5 TO 4MM² ) WITH SABS APPROVED | [7 empty] | Each
RT81/1-01-120 | 5935T05085418 | Electrical Material | CONNECTOR, THREE WAY HELICON PLUS ELECTRICAL WIRE SPLICE ( 0.5 TO 4MM² ) WITH SABS APPROVED | [7 empty] | Each
RT81/1-01-121 | 5935T05068579 | Electrical Material | PLUG SINGLE NORMAL 4X2 | [7 empty] | Each
RT81/1-01-122 | 5935T05002592 | Electrical Material | PLUG SINGLE DEDICATED 4 X 2 POWER SKIRTING | [7 empty] | Each
RT81/1-01-123 | 5935T05002589 | Electrical Material | SOCKET OTLET SINGLE SWITCH 16 A NORMAL FLASH MOUNTED CPMPLEATE WITH 100X100MM COVER | [7 empty] | Each
RT81/1-01-124 | 5670T05042163 | Electrical Material | SOCKET OUTLET DOUBLE SWITCHED 16A NORMAL FLASH MOUNTED COMPLEATE WITH CRABTREE 100 X100 COVER | [7 empty] | Each
RT81/1-01-125 | 5630T05004150 | Electrical Material | CONDUIT PVC 20 MM2 PER METRE | [7 empty] | Each
RT81/1-01-126 | 5630T05003423 | Electrical Material | CONDUIT PVC 25 MM2 | [7 empty] | Each
RT81/1-01-127 | 5630T05003424 | Electrical Material | CONDUIT PVC 32 MM2 | [7 empty] | Each
RT81/1-01-128 | 5630T05004151 | Electrical Material | CONDUIT PVC 50 MM2 | [7 empty] | Each
RT81/1-01-129 | 9520T05072936 | Electrical Material | FLEXIBLE PVC CONDUITS 20 MM2 FLEXIBLE PVC CONDUIT (50M ROLL) | [7 empty] | Each
RT81/1-01-130 | 9520T05072937 | Electrical Material | FLEXIBLE PVC CONDUITS 25 MM2 FLEXIBLE PVC CONDUIT (50M ROLL) | [7 empty] | Each
RT81/1-01-131 | 5340T05049916 | Electrical Material | CABLE CLIPS 5MM | [7 empty] | Each
RT81/1-01-132 | 9520T05072938 | Electrical Material | CABLE CLIPS 6MM ROUND BLACK OR WHITE PER 100 IN A BOX | [7 empty] | Each
RT81/1-01-133 | 5340T05049917 | Electrical Material | CABLE CLIPS 7MM | [7 empty] | Each
RT81/1-01-134 | 5340T05049915 | Electrical Material | CABLE CLIPS 8MM | [7 empty] | Each
RT81/1-01-135 | 9520T05072939 | Electrical Material | CABLE CLIPS 9MM ROUND BLACK OR WHITE PER 100 IN A BOX. | [7 empty] | Each
RT81/1-01-136 | 5340T05049866 | Electrical Material | CABLE CLIPS 10MM | [7 empty] | Each
RT81/1-01-137 | 5340T05049867 | Electrical Material | CABLE CLIPS 12MM | [7 empty] | Each
RT81/1-01-138 | 9520T05072940 | Electrical Material | CABLE CLIPS 14MM ROUND BLACK OR WHITE PER 100 IN A BOX | [7 empty] | Each
RT81/1-01-139 | 9520T05072941 | Electrical Material | CABLE CLIPS 20MM ROUND BLACK OR WHITE PER 100 IN A BOX | [7 empty] | Each
RT81/1-01-140 | 9520T00091255 | Electrical Material | PVC TRUNKING 16X16MM YT/1 , 2 METER | [7 empty] | Each
RT81/1-01-141 | 9520T05063025 | Electrical Material | TRUNKING PVC COMPACT MINI 25X16X3000M | [7 empty] | Each
RT81/1-01-142 | 9520T05006622 | Electrical Material | PVC TRUNKING 16X40MM | [7 empty] | Each
RT81/1-01-143 | 9520T05072942 | Electrical Material | PVC TRUNKING 25X40MM | [7 empty] | Each
RT81/1-01-144 | 9520180104771 | Electrical Material | PVC TRUNKING 40X40MM | [7 empty] | Each
RT81/1-01-145 | 9520T00093732 | Electrical Material | PVC TRUNKING IOOX40 X3 | [7 empty] | Each
RT81/1-01-146 | 9520T05072945 | Electrical Material | PVC TRUNKING ACCESSORIES 16X16MM OUTSIDE BEND | [7 empty] | Each
RT81/1-01-147 | 9520T05072946 | Electrical Material | PVC TRUNKING ACCESSORIES 16X25MM OUTSIDE BEND | [7 empty] | Each
RT81/1-01-148 | 9520T05072947 | Electrical Material | PVC TRUNKING ACCESSORIES 16X40MM OUTSIDE BEND | [7 empty] | Each
RT81/1-01-149 | 9520T05072948 | Electrical Material | PVC TRUNKING ACCESSORIES 25X40MM OUTSIDE BEND | [7 empty] | Each
RT81/1-01-150 | 5940T05073227 | Electrical Material | PVC TRUNKING ACCESSORIES 40X40MM OUTSIDE BEND | [7 empty] | Each
RT81/1-01-151 | 9520T05072949 | Electrical Material | PVC Trunking Accessories 100x40mm outside | [7 empty] | Each
RT81/1-01-152 | 9520T05072950 | Electrical Material | PVC TRUNKING ACCESSORIES 16X16MM ANGLED BENDS | [7 empty] | Each
RT81/1-01-153 | 9520T05072951 | Electrical Material | PVC TRUNKING ACCESSORIES 16X25MM ANGLED BENDS | [7 empty] | Each
RT81/1-01-154 | 9520T05072952 | Electrical Material | PVC TRUNKING ACCESSORIES 16X40MM ANGLED BENDS | [7 empty] | Each
RT81/1-01-155 | 9520T05089006 | Electrical Material | PVC TRUNKING ACCESSORIES 25X 40MM ANGLED BENDS. | [7 empty] | Each
RT81/1-01-156 | 9520T05072954 | Electrical Material | PVC TRUNKING ACCESSORIES 40X40MM ANGLED BENDS | [7 empty] | Each
RT81/1-01-157 | 9520T05072955 | Electrical Material | PVC TRUNKING ACCESSORIES 100X40MM ANGLED BENDS | [7 empty] | Each
RT81/1-01-158 | 9520T05072956 | Electrical Material | PVC TRUNKING ACCESSORIES 16X16MM INSIDE BEND | [7 empty] | Each
RT81/1-01-159 | 9520T05072969 | Electrical Material | PVC TRUNKING ACCESSORIES 16X25MM "T" CHANNEL | [7 empty] | Each
RT81/1-01-160 | 9520T05072970 | Electrical Material | PVC TRUNKING ACCESSORIES 16X40MM "T" CHANNEL | [7 empty] | Each
RT81/1-01-161 | 9520T05072970 | Electrical Material | PVC TRUNKING ACCESSORIES 25X40MM "T" CHANNEL | [7 empty] | Each
RT81/1-01-162 | 5940T05073228 | Electrical Material | PVC TRUNKING ACCESSORIES 40X40MM "T" CHANNEL | [7 empty] | Each
RT81/1-01-163 | 9520T05072971 | Electrical Material | PVC TRUNKING ACCESSORIES I00X40MM "T" CHANNEL | [7 empty] | Each
RT81/1-01-164 | 9520T05072972 | Electrical Material | PVC TRUNKING ACCESSORIES 16X25MM END TERMINAL. | [7 empty] | Each
RT81/1-01-165 | 9520T05072973 | Electrical Material | PVC TRUNKING ACCESSORIES 16X40MM END TERMINAL | [7 empty] | Each
RT81/1-01-166 | 9520T05072974 | Electrical Material | PVC TRUNKING ACCESSORIES 25X40MM END TERMINAL | [7 empty] | Each
RT81/1-01-167 | 9520T05072975 | Electrical Material | PVC TRUNKING ACCESSORIES 40X40MM END TERMINAL | [7 empty] | Each
RT81/1-01-168 | 9520T05072976 | Electrical Material | PVC TRUNKING ACCESSORIES 100X40MM END TERMINAL | [7 empty] | Each
RT81/1-01-169 | 9520T05072977 | Electrical Material | PVC TRUNKING ACCESSORIES 16X25MM COUPLING | [7 empty] | Each
RT81/1-01-170 | 9520T05072978 | Electrical Material | PVC TRUNKING ACCESSORIES 16X40MM COUPLING | [7 empty] | Each
RT81/1-01-171 | 9520T05072979 | Electrical Material | PVC TRUNKING ACCESSORIES 25X40MM COUPLING | [7 empty] | Each
RT81/1-01-172 | 9520T05072980 | Electrical Material | PVC TRUNKING ACCESSORIES 40X40MM COUPLING | [7 empty] | Each
RT81/1-01-173 | 9520T05072981 | Electrical Material | GALVANIZED TRUNKING WITH COVER 16X40MM X 3M GALVANIZED | [7 empty] | Each
RT81/1-01-174 | 9520T05072982 | Electrical Material | GALVANIZED TRUNKING WITH COVER 25X40MM X 3M GALVANIZED | [7 empty] | Each
RT81/1-01-175 | 9520T05072983 | Electrical Material | GALVANIZED TRUNKING WITH COVER 40X40MM X 3M GALVANIZED | [7 empty] | Each
RT81/1-01-176 | 9520T05072984 | Electrical Material | GALVANIZED TRUNKING WITH COVER 100X40MM X 3M GALVANIZED | [7 empty] | Each
RT81/1-01-177 | 4710180030676 | Electrical Material | CONUIT GALVANISED 20 MM2 SABS APPROVED | [7 empty] | Each
RT81/1-01-178 | 4710180030676 | Electrical Material | CONUIT GALVANISED 20 MM2 | [7 empty] | Each
RT81/1-01-179 | 5630NB0373492 | Electrical Material | CONUIT GALVANISED 25 MM2 CONDUIT | [7 empty] | Each
RT81/1-01-180 | 9520T05072985 | Electrical Material | 20 MM2 PVC MALE ADAPTERS SABS | [7 empty] | Each
RT81/1-01-181 | 9520T05072986 | Electrical Material | 20 MM2 PVC FEMALE ADAPTERS SABS | [7 empty] | Each
RT81/1-01-182 | 9520T05072987 | Electrical Material | 20 MM2 PVC SADDLE SABS | [7 empty] | Each
RT81/1-01-183 | 9520T05072988 | Electrical Material | 25 MM2 PVC MALE ADAPTERS SABS | [7 empty] | Each
RT81/1-01-184 | 9520T05072989 | Electrical Material | 25 MM2 PVC FEMALE ADAPTERS SABS | [7 empty] | Each
RT81/1-01-185 | 9520T05072990 | Electrical Material | 25 MM2 PVC SADDLE SABS | [7 empty] | Each
RT81/1-01-186 | 9520T05072996 | Electrical Material | 20 MM2 PVC SADDLE SABS | [7 empty] | Each
RT81/1-01-187 | 9520T05072997 | Electrical Material | 20 MM2 PVC COUPLING SABS | [7 empty] | Each
RT81/1-01-188 | 9520T05072990 | Electrical Material | 20 MM2 PVC SADDLE SABS | [7 empty] | Each
RT81/1-01-189 | 9520T05072998 | Electrical Material | 25 MM2 PVC COUPLING SABS | [7 empty] | Each
RT81/1-01-190 | 5975T05002483 | Electrical Material | ADAPTERS GALVANIZED MALE 20 MM² SABS. | [7 empty] | Each
RT81/1-01-191 | 5975T05051946 | Electrical Material | ADAPTERS GALVANIZED FEMALE 20 MM² SABS. | [7 empty] | Each
RT81/1-01-192 | 5630T05002485 | Electrical Material | ADAPTER ,PVC MALE 25 MM² | [7 empty] | Each
RT81/1-01-193 | 5630T05002484 | Electrical Material | ADAPTER PVC FEMALE 25 mm² | [7 empty] | Each
RT81/1-01-194 | 5975T05002535 | Electrical Material | COUPLING GALVANIZED 20 MM² | [7 empty] | Each
RT81/1-01-195 | 5975T05002536 | Electrical Material | COUPLING GALVANIZED 25 MM² | [7 empty] | Each
RT81/1-01-196 | 9520T05073001 | Electrical Material | 20 MM2 BRASS BUSHES SABS | [7 empty] | Each
RT81/1-01-197 | 9520T05073002 | Electrical Material | 25 MM2 BRASS BUSHES SABS | [7 empty] | Each
RT81/1-01-198 | 5310T05029292 | Electrical Material | LOCK NUT 20 MM2 | [7 empty] | Each
RT81/1-01-199 | 9520T05073003 | Electrical Material | 25 MM2 LOCK NUT SABS | [7 empty] | Each
RT81/1-01-200 | 5340180029518 | Electrical Material | SADDLE GALVANIZED 20 MM2 | [7 empty] | Each
RT81/1-01-201 | 5340T05002543 | Electrical Material | SADDLE GALVANIZED HOSPITAL 20 MM2 | [7 empty] | Each
RT81/1-01-202 | 5340T05002544 | Electrical Material | SADDLE GALVANIZED 25 MM2 | [7 empty] | Each
RT81/1-01-203 | 5940T05073230 | Electrical Material | 20 MM2 1 WAY SIDE ENTRY ROUND BOX SABS. | [7 empty] | Each
RT81/1-01-204 | 5940T05073231 | Electrical Material | 20 MM2 2 WAY SIDE ENTRY ROUND BOX SABS | [7 empty] | Each
RT81/1-01-205 | 5940T05073232 | Electrical Material | 20 MM2 3 WAY SIDE ENTRY ROUND BOX SABS | [7 empty] | Each
RT81/1-01-206 | 5940T05073233 | Electrical Material | 20 MM2 4 WAY SIDE ENTRY ROUND BOX SABS | [7 empty] | Each
RT81/1-01-207 | 5940T05073234 | Electrical Material | 25 MM2 1 WAY SIDE ENTRY ROUND BOX SABS | [7 empty] | Each
RT81/1-01-208 | 5940T05073235 | Electrical Material | 25 MM2 2 WAY SIDE ENTRY ROUND BOX SABS | [7 empty] | Each
RT81/1-01-209 | 5940T0503236 | Electrical Material | 25 mm2 3 WAY SIDE ENTRY ROUND BOX SABS. | [7 empty] | Each
RT81/1-01-210 | 5340T05073041 | Electrical Material | 25 MM2 4 WAY SIDE ENTRY ROUND BOX SABS | [7 empty] | Each
RT81/1-01-211 | 5940T05073237 | Electrical Material | 20 MM2 4 WAY BACK ENTRY ROUND BOX SABS | [7 empty] | Each
RT81/1-01-212 | 5340T05073043 | Electrical Material | 20 MM2 ROUND COVER | [7 empty] | Each
RT81/1-01-213 | 5340T05073044 | Electrical Material | 25 MM2 ROUND COVER | [7 empty] | Each
RT81/1-01-214 | 5340T05073045 | Electrical Material | M 5 STAINLESS STEEL SCREWS. | [7 empty] | Each
RT81/1-01-215 | 5340T05073046 | Electrical Material | M 4 STAINLESS STEEL SCREWS | [7 empty] | Each
RT81/1-01-216 | 5340T05073047 | Electrical Material | M5 BUTTERFLY STEEL SCREWS | [7 empty] | Each
RT81/1-01-217 | 5340T05073048 | Electrical Material | 5A MALE TOP PLUG | [7 empty] | Each
RT81/1-01-218 | 5340T05073049 | Electrical Material | 5A FEMALE PLUG | [7 empty] | Each
RT81/1-01-219 | 5940T05073230 | Electrical Material | 20 MM2 1 WAY SIDE ENTRY ROUND BOX GALVANISED SABS | [7 empty] | Each
RT81/1-01-220 | 5340T05073050 | Electrical Material | 20 MM2 2 WAY SIDE ENTRY ROUND BOX GALVANISED SABS | [7 empty] | Each
RT81/1-01-221 | 5340T05073051 | Electrical Material | 20 MM2 3 WAY SIDE ENTRY ROUND BOX GALVANISED SABS | [7 empty] | Each
RT81/1-01-222 | 5940T05073238 | Electrical Material | 20 MM2 4 WAY SIDE ENTRY ROUND BOX GALVANISED SABS | [7 empty] | Each
RT81/1-01-223 | 5940T05073239 | Electrical Material | 25 MM2 1 WAY SIDE ENTRY ROUND BOX GALVANISED SABS | [7 empty] | Each
RT81/1-01-224 | 5340T05073052 | Electrical Material | 25 MM2 2 WAY SIDE ENTRY ROUND BOX GALVANISED SABS | [7 empty] | Each
RT81/1-01-225 | 5940T05073240 | Electrical Material | 25 MM2 3 WAY SIDE ENTRY ROUND BOX GALVANISED SABS | [7 empty] | Each
RT81/1-01-226 | 5340T05073053 | Electrical Material | 25 MM2 4 WAY SIDE ENTRY ROUND BOX GALVANISED SABS | [7 empty] | Each
RT81/1-01-227 | 5940T05073241 | Electrical Material | 20 MM2 4 WAY BACK ENTRY ROUND BOX GALVANISED SABS | [7 empty] | Each
RT81/1-01-228 | 5340T05073054 | Electrical Material | 25 MM2 4 WAY BACK ENTRY ROUND BOX GALVANISED SABS | [7 empty] | Each
RT81/1-01-229 | 5340T05073055 | Electrical Material | 20 MM2 ROUND COVER GALVANISED SABS | [7 empty] | Each
RT81/1-01-230 | 5340T05073056 | Electrical Material | 25 MM2 ROUND COVER GALVANISED SABS | [7 empty] | Each
RT81/1-01-231 | 5340T05073059 | Electrical Material | 20 MM2 90 DEGREE SLOW BEND SABS APPROVED PVC | [7 empty] | Each
RT81/1-01-232 | 5940T05073242 | Electrical Material | 25 MM2 90 DEGREE SLOW BEND SABS APPROVED | [7 empty] | Each
RT81/1-01-233 | 5340T05073060 | Electrical Material | 50 MM290 DEGREE SLOW BEND SABS APPROVED PVC | [7 empty] | Each
RT81/1-01-234 | 5340T05073061 | Electrical Material | 20 MM2 90 DEGREE SLOW BEND GALVANIZED | [7 empty] | Each
RT81/1-01-235 | 5340T05073062 | Electrical Material | 25 MM2 90 DEGREE SLOW BEND GALVANIZED | [7 empty] | Each
RT81/1-01-236 | 4730T05002652 | Electrical Material | FERRULE SLEEVE 1.5 MM 2 | [7 empty] | Each
RT81/1-01-237 | 4730T05013163 | Electrical Material | FERRULE SLEEVE 2.5 MM 2 | [7 empty] | Each
RT81/1-01-238 | 4730T05005685 | Electrical Material | FERRULE SLEEVE 4 MM 2 | [7 empty] | Each
RT81/1-01-239 | 4730T05002788 | Electrical Material | FERRULE SLEEVE 6 MM2 | [7 empty] | Each
RT81/1-01-240 | 5935T05065959 | Electrical Material | FERRULE SLEEVE 10 MM2 | [7 empty] | Each
RT81/1-01-241 | 4730T05002654 | Electrical Material | FERRULE SLEEVE 25 MM2 | [7 empty] | Each
RT81/1-01-242 | 4730T05002655 | Electrical Material | FERRULE SLEEVE 35 MM2 | [7 empty] | Each
RT81/1-01-243 | 4730T05002656 | Electrical Material | FERRULE SLEEVE 50 MM2 | [7 empty] | Each
RT81/1-01-244 | 4730T05002657 | Electrical Material | FERRULE SLEEVE 70 MM2 | [7 empty] | Each
RT81/1-01-245 | 5940T05013186 | Electrical Material | LUG CRIMP 2.5 MM2 X 5MM | [7 empty] | Each
RT81/1-01-246 | 5940T05013185 | Electrical Material | LUG CRIMP 2.5 MM2 X 8MM | [7 empty] | Each
RT81/1-01-247 | 5940T05002623 | Electrical Material | LUG CRIMP 4 MM2 X 6MM | [7 empty] | Each
RT81/1-01-248 | 5940T05009007 | Electrical Material | LUG CRIMP 4 MM2 X 8MM | [7 empty] | Each
RT81/1-01-249 | 5940T05013187 | Electrical Material | LUG CRIMP 6 MM2 X 6MM | [7 empty] | Each
RT81/1-01-250 | 5940T05013188 | Electrical Material | LUG CRIMP 6 MM2 X 8MM | [7 empty] | Each
RT81/1-01-251 | 5940T05006400 | Electrical Material | LUG CRIMP 10 MM2 X 8MM | [7 empty] | Each
RT81/1-01-252 | 5940T05013189 | Electrical Material | LUG CRIMP 10 MM2 X 10MM | [7 empty] | Each
RT81/1-01-253 | 5340T05073073 | Electrical Material | LUG CRIMP 16 MM2 X 6MM | [7 empty] | Each
RT81/1-01-254 | 5340T05073074 | Electrical Material | LUG CRIMP 25 MM2 X 6MM | [7 empty] | Each
RT81/1-01-255 | 5935T05006273 | Electrical Material | LUG CRIMP 35 MM2 X 12MM | [7 empty] | Each
RT81/1-01-256 | 5940T05092615 | Electrical Material | LUG CRIMP 50 MM2 X 12MM | [7 empty] | Each
RT81/1-01-257 | 5940T05015292 | Electrical Material | LUG CRIMP 70 MM2 X 8MM | [7 empty] | Each
RT81/1-01-258 | 5940T05073124 | Electrical Material | LOW VOLT JOINT KIT 1.5MM-2.5MM. | [7 empty] | Each
RT81/1-01-259 | 5940T05073125 | Electrical Material | LOW VOLT EXTEND 'O' CORD MINI JOINT | [7 empty] | Each
RT81/1-01-260 | 5940T05073126 | Electrical Material | LOW VOLT J1 2.5MM-10MM | [7 empty] | Each
RT81/1-01-261 | 5940T05073127 | Electrical Material | LOW VOLT KIT J2 10MM-16MM | [7 empty] | Each
RT81/1-01-262 | 5940T05073128 | Electrical Material | LOW VOLT T-16MM | [7 empty] | Each
RT81/1-01-263 | 5940T05073129 | Electrical Material | LOW VOLT J2 JOINT KIT 16MM-35MM | [7 empty] | Each
RT81/1-01-264 | 5940T05073130 | Electrical Material | LOW VOLT J3 KIT 35MM-70MM | [7 empty] | Each
RT81/1-01-265 | 5940T05073131 | Electrical Material | LOW VOLT J4 JOINT KIT 70MM -95MM | [7 empty] | Each
RT81/1-01-266 | 5975T05002574 | Electrical Material | GLAND PVC NO. 0 . | [7 empty] | Each
RT81/1-01-267 | 5975T05002575 | Electrical Material | GLAND PVC NO.1 | [7 empty] | Each
RT81/1-01-268 | 5975T05017926 | Electrical Material | GLAND PVC NO. 2 . | [7 empty] | Each
RT81/1-01-269 | 5940T05073132 | Electrical Material | GLAND PVC NO. 3 .GLAND | [7 empty] | Each
RT81/1-01-270 | 5940T05073133 | Electrical Material | GLAND PVC NO. 4 GLAND | [7 empty] | Each
RT81/1-01-271 | 5940T05073134 | Electrical Material | GLAND PVC NO. 5 GLAND | [7 empty] | Each
RT81/1-01-272 | 5940T05073135 | Electrical Material | GLAND PVC NO. 6 GLAND | [7 empty] | Each
RT81/1-01-273 | 5940T05073136 | Electrical Material | GLAND PVC NO. 7 GLAND | [7 empty] | Each
RT81/1-01-274 | 5975T05002580 | Electrical Material | GLAND METAL NO. 0 | [7 empty] | Each
RT81/1-01-275 | 5975T05003233 | Electrical Material | GLAND METAL NO. 1 | [7 empty] | Each
RT81/1-01-276 | 5970T05002585 | Electrical Material | SHROUD GLAND NO. 1 | [7 empty] | Each
RT81/1-01-277 | 5975T05002581 | Electrical Material | GLAND METAL NO. 2 | [7 empty] | Each
RT81/1-01-278 | 5970T05002586 | Electrical Material | SHROUD GLAND NO. 2 | [7 empty] | Each
RT81/1-01-279 | 5975T05002582 | Electrical Material | GLAND METAL NO. 3 | [7 empty] | Each
RT81/1-01-280 | 5970T05002587 | Electrical Material | SHROUD GLAND NO. 3 | [7 empty] | Each
RT81/1-01-281 | 5975T05002583 | Electrical Material | GLAND METAL NO. 4 | [7 empty] | Each
RT81/1-01-282 | 5970T05003229 | Electrical Material | SHROUD GLAND NO. 4 | [7 empty] | Each
RT81/1-01-283 | 5975T05003232 | Electrical Material | GLAND METAL NO. 5 | [7 empty] | Each
RT81/1-01-284 | 5970T05003230 | Electrical Material | SHROUD GLAND NO. 5 | [7 empty] | Each
RT81/1-01-285 | 5975T05002584 | Electrical Material | GLAND METAL NO. 6 | [7 empty] | Each
RT81/1-01-286 | 5970T05002588 | Electrical Material | SHROUD GLAND NO. 6 | [7 empty] | Each
RT81/1-01-287 | 5940T05073138 | Electrical Material | EARTH LEAKAGE 25AMP DOUBLE POLE EAERH LEAKAGE RELAY 30MA | [7 empty] | Each
RT81/1-01-288 | 5940T05073139 | Electrical Material | EARTH LEAKAGE 40 AMP DOUBLE POLE EAERH LEAKAGE RELAY 30MA | [7 empty] | Each
RT81/1-01-289 | 5940T05073140 | Electrical Material | EARTH LEAKAGE 63 AMP DOUBLE POLE EAERH LEAKAGE RELAY 30MA | [7 empty] | Each
RT81/1-01-290 | 5940T05073141 | Electrical Material | EARTH LEAKAGE 25AMP 4 POLE EARTH LEAKAGE RELAY 30 MA | [7 empty] | Each
RT81/1-01-291 | 5940T05073142 | Electrical Material | EARTH LEAKAGE 40AMP 4 POLE EARTH LEAKAGE RELAY 30 MA | [7 empty] | Each
RT81/1-01-292 | 5940T05073143 | Electrical Material | EARTH LEAKAGE 63AMP 4 POLE EARTH LEAKAGE RELAY 30 MA | [7 empty] | Each
RT81/1-01-293 | 5940T05073144 | Electrical Material | EARTH LEAKAGE 80 AMP 4 POLE EARTH LEAKAGE RELAY 30 MA | [7 empty] | Each
RT81/1-01-294 | 5925T05002615 | Electrical Material | CIRCUIT BREAKER ISOLATOR TRIPLE POLE 100AMP | [7 empty] | Each
RT81/1-01-295 | 5925T05089010 | Electrical Material | CIRCUIT BREAKER TRIPLE POLE 80AMP 5KA | [7 empty] | Each
RT81/1-01-296 | 5940T05073145 | Electrical Material | 63AMP TRIPLE POLE ISOLATOR 5KA | [7 empty] | Each
RT81/1-01-297 | 5940T05073146 | Electrical Material | 63AMP DOUBLE POLE ISOLATOR 5KA | [7 empty] | Each
RT81/1-01-298 | 5940T05073147 | Electrical Material | 63AMP DOUBLE POLE ISOLATOR 3KA | [7 empty] | Each
RT81/1-01-299 | 5925T05014927 | Electrical Material | CIRCUIT BREAKER, TRIPLE POLE 100AMP, 5KA. | [7 empty] | Each
RT81/1-01-300 | 5925T05014926 | Electrical Material | CIRCUIT BREAKER, TRIPLE POLE 80AMP, 5KA. | [7 empty] | Each
RT81/1-01-301 | 5940T05073148 | Electrical Material | CIRCUIT BREAKER TRIPLE POLE 63AMP ,5KA. | [7 empty] | Each
RT81/1-01-302 | 5925T05005608 | Electrical Material | CIRCUIT BREAKER 40AMP TRIPLE POLE 5KA | [7 empty] | Each
RT81/1-01-303 | 5925T05016532 | Electrical Material | CIRCUIT BREAKER DOUBLE POLE 63AMP | [7 empty] | Each
RT81/1-01-304 | 5925T05016533 | Electrical Material | CIRCUIT BREAKER DOUBLE POLE 40AMP | [7 empty] | Each
RT81/1-01-305 | 5925T05016544 | Electrical Material | CIRCUIT BREAKER DOUBLE POLE 20AMP | [7 empty] | Each
RT81/1-01-306 | 5940T05073149 | Electrical Material | 10AMP DOUBLE POLE CIRCUIT BREAKER 3KA | [7 empty] | Each
RT81/1-01-307 | 5940T05073150 | Electrical Material | 5AMP DOUBLE POLE CIRCUIT BREAKER 3KA. | [7 empty] | Each
RT81/1-01-308 | 5940T05073151 | Electrical Material | 25AMP DOUBLE POLE CIRCUIT BREAKER 3KA | [7 empty] | Each
RT81/1-01-309 | 5940T05073152 | Electrical Material | 10AMP SINGLE POLE CIRCUIT BREAKER 3KA. | [7 empty] | Each
RT81/1-01-310 | 5940T05073153 | Electrical Material | 15AMP SINGLE POLE CIRCUIT BREAKER 3KA | [7 empty] | Each
RT81/1-01-311 | 5940T05073154 | Electrical Material | 20AMP SINGLE POLE CIRCUIT BREAKER 3KA. | [7 empty] | Each
RT81/1-01-312 | 5940T05073155 | Electrical Material | 5AMP SINGLE POLE CIRCUIT BREAKER 3KA | [7 empty] | Each
RT81/1-01-313 | 5940T05073156 | Electrical Material | 25AMP SINGLE POLE CIRCUIT BREAKER 3KA | [7 empty] | Each
RT81/1-01-314 | 5940T05073157 | Electrical Material | 30AMP SINGLE POLE CIRCUIT BREAKER 3KA | [7 empty] | Each
RT81/1-01-315 | 5940T05073158 | Electrical Material | 40AMP SINGLE POLE CIRCUIT BREAKER 3KA | [7 empty] | Each
RT81/1-01-316 | 5940T05073159 | Electrical Material | 25AMP DOUBLE POLE ISOLATOR BREAKER 3KA | [7 empty] | Each
RT81/1-01-317 | 5940T05073160 | Electrical Material | 40AMP DOUBLE POLE ISOLATOR BREAKER 3KA | [7 empty] | Each
RT81/1-01-318 | 5940T05073161 | Electrical Material | 63AMP DOUBLE POLE ISOLATOR BREAKER 3KA | [7 empty] | Each
RT81/1-01-319 | 5975T05011232 | Electrical Material | BOX WALL GALV 100MM X 100 MM | [7 empty] | Each
RT81/1-01-320 | 5940T05073162 | Electrical Material | 100MM X 100 MM EXTENSION WALL BOX | [7 empty] | Each
RT81/1-01-321 | 5940T05073163 | Electrical Material | 100MM X 50MM GALVANIZED WALL BOX. | [7 empty] | Each
RT81/1-01-322 | 5940T05073164 | Electrical Material | 100MM X 50 MM EXTENSION WALL BOX. | [7 empty] | Each
RT81/1-01-323 | 5940T05073165 | Electrical Material | 50MM X 50 MM GALVANIZED WALL BOX. | [7 empty] | Each
RT81/1-01-324 | 5975T05002507 | Electrical Material | 50MM X 50 MM EXTENSION WALL BOX | [7 empty] | Each
RT81/1-01-325 | 5940T05073166 | Electrical Material | 0.6AMP LONG NECK SWITCH MODULE | [7 empty] | Each
RT81/1-01-326 | 5940T05073167 | Electrical Material | 0.6AMP SHORT NECK SWITCH MODULE | [7 empty] | Each
RT81/1-01-327 | 5940T05073168 | Electrical Material | 6AMP 20MM NECK SWITCH MODULE | [7 empty] | Each
RT81/1-01-328 | 5940T05073169 | Electrical Material | 6AMP 10MM NECK SWITCH MODULE. | [7 empty] | Each
RT81/1-01-329 | 5940T05073170 | Electrical Material | 6AMP OUTDOOR SWITCH MODULE | [7 empty] | Each
RT81/1-01-330 | 5940T05073171 | Electrical Material | 10AMP + NEMA PLUG SWITCH MODULE | [7 empty] | Each
RT81/1-01-331 | 5940T05073172 | Electrical Material | 10AMP OUTDOOR SWITCH MODULE | [7 empty] | Each
RT81/1-01-332 | 5940T05073173 | Electrical Material | 15AMP OUTDOOR SWITCH MODULE | [7 empty] | Each
RT81/1-01-333 | 5940T05073174 | Electrical Material | 20AMP + NEMA PLUG SWITCH MODULE | [7 empty] | Each
RT81/1-01-334 | 5940T05073175 | Electrical Material | 20AMP OUTDOOR SWITCH MODULE. | [7 empty] | Each
RT81/1-01-335 | 5940T05073176 | Electrical Material | 110MM SLEEVE PVC | [7 empty] | Each
RT81/1-01-336 | 5940T05073178 | Electrical Material | 50MM SLEEVE PVC | [7 empty] | Each
RT81/1-01-337 | 5940T05073179 | Electrical Material | 110MM X 90° BEND PVC | [7 empty] | Each
RT81/1-01-338 | 5940T05073181 | Electrical Material | 50MM X 90°BEND PVC | [7 empty] | Each
RT81/1-01-339 | 5940T05073182 | Electrical Material | 110MM COUPLING PVC | [7 empty] | Each
RT81/1-01-340 | 5975T05004009 | Electrical Material | COUPLING PVC 50MM | [7 empty] | Each
RT81/1-01-341 | 5940T05073185 | Electrical Material | CEILING FAN 200MM SQUARE | [7 empty] | Each
RT81/1-01-342 | 5940T05073186 | Electrical Material | CEILING FAN 200MM ROUND | [7 empty] | Each
RT81/1-01-343 | 5940T05073187 | Electrical Material | CEILING FAN 250MM ROUND. | [7 empty] | Each
RT81/1-01-344 | 5940T05073188 | Electrical Material | WINDOW FAN 200MM | [7 empty] | Each
RT81/1-01-345 | 5940T05073189 | Electrical Material | WALL FAN 250MM | [7 empty] | Each
RT81/1-01-346 | 5940T05073190 | Electrical Material | WALL FAN 300MM | [7 empty] | Each
RT81/1-01-347 | 5940T05073191 | Electrical Material | LOUVRE CLIPS ON FOR EX 250 | [7 empty] | Each
RT81/1-01-348 | 5940T05073192 | Electrical Material | LOUVRE CLIPS ON FOR EX 300. | [7 empty] | Each
RT81/1-01-349 | 5940T05073193 | Electrical Material | 100AMP TRIPLE POLE ISOLATOR 100MM X 100MM PVC | [7 empty] | Each
RT81/1-01-350 | 5940T05073194 | Electrical Material | 100 AMP TRIPLE POLE ISOLATOR 100MM X 100MM GALVANIZED | [7 empty] | Each
RT81/1-01-351 | 5940T05073201 | Electrical Material | 60 AMP TRIPLE POLE ISOLATOR 100MM X 50MM PVC | [7 empty] | Each
RT81/1-01-352 | 5940T05073195 | Electrical Material | 80 AMP TRIPLE POLE ISOLATOR 100MM X 100MM PVC | [7 empty] | Each
RT81/1-01-353 | 5940T05073196 | Electrical Material | 80 AMP DOUBLE POLE ISOLATOR 100MM X 100MM GALVANIZED | [7 empty] | Each
RT81/1-01-354 | 5940T05073197 | Electrical Material | 80 AMP TRIPLE POLE ISOLATOR 100MM X 50MM PVC | [7 empty] | Each
RT81/1-01-355 | 5940T05073198 | Electrical Material | 80 AMP DOUBLE POLE ISOLATOR 100MM X 50MM GALVANIZED | [7 empty] | Each
RT81/1-01-356 | 5940T05073199 | Electrical Material | 60 AMP TRIPLE POLE ISOLATOR 100MM X 100MM PVC | [7 empty] | Each
RT81/1-01-357 | 5940T05073200 | Electrical Material | 60 AMP DOUBLE POLE ISOLATOR 100MM X 100MM GALVANIZED | [7 empty] | Each
RT81/1-01-358 | 5940T05073202 | Electrical Material | 60 AMP DOUBLE POLE ISOLATOR 100MM X 50MM GALVANIZED | [7 empty] | Each
RT81/1-01-359 | 5940T05073203 | Electrical Material | 30 AMP TRIPLE POLE ISOLATOR 100MM X 100MM PVC | [7 empty] | Each
RT81/1-01-360 | 5940T05073204 | Electrical Material | 30 AMP DOUBLE POLE ISOLATOR 100MM X 100MM GALVANIZED | [7 empty] | Each
RT81/1-01-361 | 5940T05073205 | Electrical Material | 30 AMP TRIPLE POLE ISOLATOR 100MM X 50MM PVC | [7 empty] | Each
RT81/1-01-362 | 5940T05073206 | Electrical Material | 30 AMP DOUBLE POLE ISOLATOR 100MM X 50MM GALVANIZED | [7 empty] | Each
RT81/1-01-363 | 5940T05073207 | Electrical Material | 20 AMP TRIPLE POLE ISOLATOR 100MM X 100MM PVC | [7 empty] | Each
RT81/1-01-364 | 5940T05073208 | Electrical Material | 20 AMP DOUBLE POLE ISOLATOR 100MM X 100MM GALVANIZED. | [7 empty] | Each
RT81/1-01-365 | 5940T05073209 | Electrical Material | 20 AMP TRIPLE POLE ISOLATOR 100MM X 50MM PVC | [7 empty] | Each
RT81/1-01-366 | 5940T05073210 | Electrical Material | 20 AMP DOUBLE POLE ISOLATOR 100MM X 50MM GALVANIZED | [7 empty] | Each
RT81/1-01-367 | 5925T05073538 | Electrical Material | PVC JUNCTION BOX WITH SLIDING LID 100MM X 100MM IP 55 | [7 empty] | Each
RT81/1-01-368 | 5925T05073539 | Electrical Material | PVC JUNCTION BOX WITH SLIDING LID 100MM X 50MM IP 55 | [7 empty] | Each
RT81/1-01-369 | 5925T05073540 | Electrical Material | PVC JUNCTION BOX WITH SLIDING LID 80MM X 80MM IP 55 | [7 empty] | Each
RT81/1-01-370 | 5940T05073215 | Electrical Material | 8WAY L X B X H (255MM X 195MM X 70MM) IP 66 | [7 empty] | Each
RT81/1-01-371 | 5940T05073216 | Electrical Material | 12WAY L X B X H (252MM X 252MM X 65MM) IP 66 | [7 empty] | Each
RT81/1-01-372 | 5940T05073217 | Electrical Material | 16WAY L X B X H (600MM X 400MM X 90MM) IP 66 | [7 empty] | Each
RT81/1-01-373 | 5940T05073218 | Electrical Material | 8WAY L x B x H (255mm x 195mm x 70mm) | [7 empty] | Each
RT81/1-01-374 | 5940T05073219 | Electrical Material | 12WAY L X B X H (252MM X 252MM X 65MM) | [7 empty] | Each
RT81/1-01-375 | 5940T05073220 | Electrical Material | 16WAY L X B X H (600MM X 400MM X 90MM) | [7 empty] | Each
RT81/1-01-376 | 5940T05073221 | Electrical Material | AUTOMATED STAINLESS STEEL HAND DRYER WITH 230V AV INPUT, WIND SPEED TO BE 68W M/S | [7 empty] | Each
RT81/1-01-377 | 5940T05073222 | Electrical Material | 100MM x 100MM PVC COVER | [7 empty] | Each
RT81/1-01-378 | 5940T05073223 | Electrical Material | 100MM x 50MM PVC COVER | [7 empty] | Each
RT81/1-01-379 | 5940T05073224 | Electrical Material | 100MM X 100MM GALV. COVER | [7 empty] | Each
RT81/1-01-380 | 5940T05073225 | Electrical Material | 100MM X 50MM GALV COVER | [7 empty] | Each
RT81/1-01-381 | 5999T05069825 | Electrical Material | 12 WAY COPPER BUSBAR STRAP | [7 empty] | Each
RT81/1-01-382 | 5999T05002635 | Electrical Material | CONTACTOR ELECTRICAL 220 COIL | [7 empty] | Each
RT81/1-01-383 | 5999T05002636 | Electrical Material | CONTACTOR ELECTRICAL 380 COIL | [7 empty] | Each
RT81/1-01-384 |  | Electrical Material | ELECTRICIAN'S TOOL BOX 87 PIECES
RT81/1-01-385 |  | Electrical Material | Coloured Allen Key Set, 9 Piece, Metric, Short Length 9 Piece · Sizes: 1.5mm, 2mm, 2.5mm, 3mm, 4mm, 5mm, 6mm, 8mm, 10mm · Length: 63 - 175mm.
RT81/1-01-386 |  | Electrical Material | Multi meter: Digital Multi meter,Large 6000 count LCD display · Measures AC and DC voltage up to 600V, Measures AC and DC current up to 10A ·
RT81/1-01-387 |  | Electrical Material | Line Tester: 690v ac/dc voltage line tester. multifunction voltage tester - digital lcd display, 0-690v ac/dc.
RT81/1-01-388 |  | Electrical Material | ELECTRIC DRILLING MACHINE 480W-10MM-KEYED
RT81/1-01-389 |  | Electrical Material | Barrier (danger) tape: Red/white Barrier Tape 75mm Wide X 50mic X 500m Per Roll
RT81/1-01-390 |  | Electrical Material | Masonry drills (5mm- 25mm)
RT81/1-01-391 |  | Electrical Material | HAMMER DRILL BIT SETS STANDARDS STYLE FITTING (5MM – 26MM)
RT81/1-01-392 |  | Electrical Material | Road counter measuring wheel 212mm dia.
RT81/1-01-393 |  | Electrical Material | SURVEYORS TAPE MEASURE (50, 100M)
RT81/1-02-001 | 5610T05052081 | Masonry Material | SAND, BUILDING, BAG, 40KG (bags) unit(s) to be supplied and delivered and offloaded | [7 empty] | Each
RT81/1-02-002 |  | Masonry Material | SAND, BUILDING, BAG, per Ton to be supplied and delivered and offloaded | [7 empty] | Per Ton
RT81/1-02-003 | 5610T05052082 | Masonry Material | SAND, PLASTERING, BAG, 40KG (bags) unit(s) to be supplied and delivered and offloaded. | [7 empty] | Each
RT81/1-02-004 |  | Masonry Material | SAND, PLASTERING, Per Ton unit(s) to be supplied and delivered and offloaded. | [7 empty] | Per Ton
RT81/1-02-005 | 5610T05072341 | Masonry Material | READY MIX, RIVER, SAND, 40KG (bags) unit(s) to be supplied, delivered, and offloaded | [7 empty] | Each
RT81/1-02-006 |  | Masonry Material | READY MIX, RIVER, SAND, Per Ton to be supplied, delivered, and offloaded | [7 empty] | Per Ton
RT81/1-02-007 | 5610T05084130 | Masonry Material | STONE, CONCRETE, 13 MM, 40KG BAGS unit(s) to be supplied and delivered and offloaded | [7 empty] | Each
RT81/1-02-008 |  | Masonry Material | STONE, CONCRETE, 13 MM, Per Ton to be supplied and delivered and offloaded | [7 empty] | Per Ton
RT81/1-02-009 | 5610T05045985 | Masonry Material | CEMENT, BUILDING, 42,5 MPA, 50 KG, SANS (SABS) approved will be supplied and delivered and offloaded | [7 empty] | Each
RT81/1-02-010 | 5610T05045971 | Masonry Material | CEMENT, BUILDING, 32,5 MPA, 50 KG, SANS (SABS) approved will be supplied and delivered and offloaded | [7 empty] | Each
RT81/1-02-011 | 5680T05052363 | Masonry Material | BRICK FORCE GALVANISED WIDTH 150 MM WIRE DIAMETER 2.8 MM LENGTH 20 M PER ROL (USE FOR HALF BRICK WALL REINFORCING) SANS (SABS) INCLUDING TRANSPORT SUPPLY, DELIVERY, AND OFFLOADING | [7 empty] | 20m/roll
RT81/1-02-012 | 5680T05052362 | Masonry Material | BRICK FORCE GALVANISED WIDTH 75 MM WIRE DIAMETER 2.8 MM LENGTH 20 M PER ROL (USE FOR HALF BRICK WALL REINFORCING) SANS (SABS) INCLUDING TRANSPORT SUPPLY, DELIVERY, AND OFFLOADING | [7 empty] | 20m/roll
RT81/1-02-013 | 5680T05086659 | Masonry Material | REINFORCING MESH 2.4 M X 6 M SHEET REFERENCE 395 GALVANISED MESH WIRE DIMENSIONS 8 MM, 200 MM CENTRES, SANS (SABS) APPROVED to be supplied and delivered and offloaded | [7 empty] | Per Sheet
RT81/1-02-014 | 5620T05069901 | Masonry Material | REINFORCING MESH 2.4 M X 6 M SHEET REFERENCE 193 GALVANISED MESH WIRE DIMENSIONS 5.6 MM, 200 MM CENTRES, SANS (SABS) APPROVED to be supplied and delivered and offloaded | [7 empty] | per Sheet
RT81/1-02-015 | 5620T05049000 | Masonry Material | BRICK, CLAY BAKED, FACE BRICK, ROAN SATIN, FBX, 220 X 110 X 75 MM SANS (SABS) TO BE SUPPLIED, TRANPORTED, DELIVERED AND OFFLOADED AS PER MINIMUM REQUIREMENTS approved, rapped, supplied, delivered, and offloaded. as per set specifications and minimum requirements | [7 empty] | Each
RT81/1-02-016 | 5620T05057863 | Masonry Material | BRICK, COUNTRY COTTAGE TRAVERTINE, clay baked, face brick, 220 x 110 x 75 mm SANS (SABS) approved, rapped, supplied, delivered, and offloaded. as per set specifications and minimum requirements | [7 empty] | Each
RT81/1-02-017 | 5620T05052361 | Masonry Material | BRICK, CLAY BAKED, STOCK BRICK, 220 X 110 MM X 75 MM (TOLERANCES OF 2 MM SANS (SABS) APPROVED WILL INCLUDE TRANSPORT, SUPPLY, DELEVERY AND OFFLOADING rapped, supplied, delivered, and offloaded as per set specifications and minimum requirements. | [7 empty] | Each
RT81/1-02-018 | 5620T05087026 | Masonry Material | BRICK PAVING CEMENT, 60 MM A GRADES 200 MMX 100 MM X 60 MM, ROUND ON TOP, GREY, SANS (SABS) APPROVED to be supplied and delivered and offloaded; will comply with set specifications and minimum requirements | [7 empty] | Each
RT81/1-02-019 | 5620T05066073 | Masonry Material | BRICK PAVING INTERLOCKING 80 MM A GRADES HEAVY DUTY to be supplied and delivered and offloaded; will comply with set specifications and minimum requirements | [7 empty] | Each
RT81/1-02-020 | 5620T05057812 | Masonry Material | PAVER’S CLAY BAKED CEDERBERG 220 MM X 108.5 MM X 50 MM SANS (SABS) and to be supplied, delivered, and offloaded; will comply with set specifications and minimum requirements | [7 empty] | Each
RT81/1-02-021 | 5620T05086603 | Masonry Material | KERBING, FIGURE 3 LENGTH 1 M, HEIGHT 300 MM, BASE WIDTH 150 MM, GRADE A, HEAVY DUTY, NO CRACKS SANS (SABS) approved to be supplied and delivered and offloaded; will comply with set specifications and minimum requirements. | [7 empty] | Each
RT81/1-02-022 | 5620T05088925 | Masonry Material | MOSAIC, FLOOR TILE, NON SLIPPERY, A GRADE GLAZED, MATT FINISH, 600 MM X 600 MM X 8 MM TO BE SUPPLIED DELIVERED AND OFFLOADED, will comply with set specifications and minimum requirements | [7 empty] | Each
RT81/1-02-023 | 5620T05088926 | Masonry Material | PORCELAIN, FLOOR TILE, NON SLIPPERY, A GRADE, GLAZED, MATT FINISH 600 MM X 600 MM X 8 MM TO BE SUPPLIED, DELIVERED AND OFFLOADED will comply with set specifications and minimum requirements. | [7 empty] | Each
RT81/1-02-024 | 5620T05071106 | Masonry Material | WALL TILES 200 MM X 200 MM CERAMIC COLOUR WHITE matt finish to be supplied and delivered and offloaded; will comply with set specifications and minimum requirements | [7 empty] | Each
RT81/1-02-025 | 5610T05042430 | Masonry Material | CEMENT TILE PORCELAIN 20 KG FOR PORCELAIN TILES finish to be supplied and delivered and offloaded; will comply with set specifications and minimum requirements | [7 empty] | Each
RT81/1-02-026 | 7510T05044328 | Masonry Material | GROUT FLEXIBLE FOR PORCELAIN TILE 20 KG grout SANS (SABS) approved, colour: grey (for grout work between porcelain floor tiles on floors and walls) 20 kg to be supplied, delivered, and offloaded; will comply with set specifications and minimum requirements | [7 empty] | Each
RT81/1-02-027 | 7510T05015206 | Masonry Material | ADHESIVE TILE BASE COAT 5 LT Key coat liquid material SANS (SABS) approved (5 litre containers) to be supplied, delivered, and offloaded; will comply with set specifications and minimum requirements | [7 empty] | Each
RT81/1-02-028 | 7510T05052077 | Masonry Material | GROUT TILE WHITE 5 KG, SANS (SABS) ap-proved, transported, supplied, delivered and offloaded; will comply with set specifications and minimum requirements | [7 empty] | Each
RT81/1-02-029 | 7510T05044328 | Masonry Material | GROUT FLEXIBLE FOR PORCELAIN TILE 20 KG, GREY SANS (SABS) approved to be supplied, delivered, and offloaded; will comply with set specifications and minimum requirements | [7 empty] | Each
RT81/1-02-030 | 5620T05052024 | Masonry Material | SPACERS TILE PVC 5 MM (POCKET OF 100) SANS (SABS) approved to be supplied, delivered and offloaded; will comply with set specifications and minimum requirements | [7 empty] | Per Pack
RT81/1-02-031 | 5620T05056579 | Masonry Material | SPACERS TILE PVC 3 MM FLOOR SPACERS PER PACKET (100 SPACERS PER POCKET) SANS (SABS) approved, supplied, delivered and offloaded; will comply with set specifications and minimum requirements | [7 empty] | Per Pack
RT81/1-02-032 | 5340T05086604 | Masonry Material | STRAIGHT EDGE, ALUMINIUM, STRIPS, ALUMINIUM FINISHINGS, SANS (SABS) APPROVED, 2.5 M X 10 MM WILL ACCOMMODATE TILES UP TO 10 MM TILES to be supplied, delivered, and offloaded; will comply with set specifications and minimum requirements | [7 empty] | Each
RT81/1-02-033 | 5340T05086605 | Masonry Material | STRAIGHT EDGE ALUMINIUM, STRIPS, ALUMINIUM FINISHINGS, SANS (SABS) APPROVED, 2.5 M X 12 MM WILL ACCOMMODATE TILES UP TO 12 MM TILES to be supplied, delivered, and offloaded; will comply with set specifications and minimum requirements | [7 empty] | Each
RT81/1-02-034 | 5620T05072904 | Masonry Material | ALUMINIUM, QUADRANT, EDGE, TRIM (STRIPS) TO ACCOMMODATE 10 MM FLOOR TILING aluminium finishings SANS (SABS) approved, 2.5 m x 10 mm to be supplied, delivered, and offloaded; will comply with set specifications and minimum requirements | [7 empty] | Each
RT81/1-02-035 | 5620T05072905 | Masonry Material | ALUMINIUM, QUADRANT, EDGE, TRIM (STRIPS) TO ACCOMMODATE 12 MM FLOOR TILING aluminium finishings SANS (SABS) approved, 2.5 m x 12 mm to be supplied, delivered, and offloaded; will comply with set specifications and minimum requirements | [7 empty] | Each
RT81/1-02-036 | 5670T05086606 | Masonry Material | EXPANSION JOINT, ALUMINIUM, STRIPS, ALUMINIUM FINISHINGS GREY INSERT SANS (SABS) APPROVED, 2.5 M X 10 MM will accommodate tiles up to 10 mm tiles to be supplied, delivered, and offloaded; will comply with set specifications and minimum requirements | [7 empty] | Each
RT81/1-02-037 | 5670T05086607 | Masonry Material | EXPANSION JOINT, ALUMINIUM, STRIPS, ALUMINIUM FINISHINGS GREY INSERT SANS (SABS) APPROVED, 2.5 M X 12 MM will accommodate tiles up to 12 mm tiles to be supplied, delivered, and offloaded; will comply with set specifications and minimum requirements | [7 empty] | Each
RT81/1-02-038 | 5670T05086608 | Masonry Material | DOORFRAME, STEEL, SINGLE WALL, RIGHTHAND DOORFRAME, PRIMED, REBATED BOTH SIDES, SINGLE WALL (110 MM), STAINLESS STEEL ACCESSORIES SANS (SABS) APPROVED, 913 mm x 2032 mm x 115 mm to be supplied, delivered, and offloaded; will comply with set specifications and minimum requirements | [7 empty] | Each
RT81/1-02-039 | 5670T05086609 | Masonry Material | DOORFRAME, STEEL, SINGLE WALL, LEFTHAND DOORFRAME, PRIMED, REBATED BOTH SIDES, SINGLE WALL (115 MM), STAINLESS STEEL ACCESSORIES SANS (SABS) APPROVED, 813 mm x 2032 mm x 115 mm to be supplied, delivered, and offloaded; will comply with set specifications and minimum requirements | [7 empty] | Each
RT81/1-02-040 | 5670T05086610 | Masonry Material | DOORFRAME, STEEL, RIGHTHAND DOORFRAME, PRIMED, REBATED BOTH SIDES, DOUBLE WALL (230 MM), STAINLESS STEEL ACCESSORIES SANS (SABS) APPROVED, 813 mm x 2032 mm x 230 mm to be supplied, delivered, and offloaded; will comply with set specifications and minimum requirements | [7 empty] | Each
RT81/1-02-041 | 5670T05086611 | Masonry Material | DOORFRAME, STEEL, LEFTHAND DOORFRAME, PRIMED, REBATED BOTH SIDES, DOUBLE WALL (230 MM), STAINLESS STEEL ACCESSORIES SANS (SABS) APPROVED, 813 mm x 2032 mm x 230 mm to be supplied, delivered and offloaded; will comply with set specifications and minimum requirements. | [7 empty] | Each
RT81/1-02-042 | 5670T05086612 | Masonry Material | DOORFRAME, STEEL, DISABLED RIGHTHAND DOORFRAME, PRIMED, REBATED BOTH SIDES, SINGLE WALL (115 MM), STAINLESS STEEL ACCESSORIES SANS (SABS) APPROVED, 913 mm x 2032 mm x 115 mm to be supplied, delivered, and offloaded; will comply with set specifications and minimum requirements | [7 empty] | Each
RT81/1-02-043 | 5670T05086613 | Masonry Material | DOORFRAME, STEEL, DISABLED LEFTHAND DOORFRAME, PRIMED, REBATED BOTH SIDES, SINGLE WALL (115 MM), STAINLESS STEEL ACCESSORIES SANS (SABS) APPROVED, 913 mm x 2032 mm x 115 mm to be supplied, delivered, and offloaded; will comply with set specifications and minimum requirements. | [7 empty] | Each
RT81/1-02-044 | 5670T05086614 | Masonry Material | DOORFRAME, STEEL, DOUBLE DOOR, PRIMED, REBATED BOTH SIDES, SINGLE WALL (110 MM), STAINLESS STEEL ACCESSORIES SANS (SABS) APPROVED, 1613 mm x 2032 mm x 115 mm to be supplied, delivered, and offloaded; will comply with set specifications and minimum requirements | [7 empty] | Each
RT81/1-02-045 | 5620T05072331 | Masonry Material | UNDERFLOOR PLASTIC, GREEN, WIDTH 3 M, LENGTH 30M, 250 MICRON, SANS (SABS) APPROVED TO BE SUPPLIED, DELIVERED AND OFFLOADED; will comply with set specifications and minimum requirements | [7 empty] | Each
RT81/1-02-046 | 5305T05069975 | Masonry Material | BARRIER NETTING 50 M ROLE, 1 M WIDE, ORANGE AND YELLOW UV INCORPORATED SANS (SABS) approved to be supplied, delivered and offloaded; will comply with set specifications and minimum requirements | [7 empty] | 50m/Roll
RT81/1-02-047 | 5305T05069976 | Masonry Material | SHADE NETTING, 50 M ROLE, 3 M (WIDTH) HIGH, 80 % DENSITY (SABS) SANS APROVED to be supplied, delivered, and offloaded; will comply with set specifications and minimum requirements | [7 empty] | 50m/Roll
RT81/1-02-048 | 5680T05086660 | Masonry Material | DAMP COURSE, 40 M ROLE, WIDTH 230 MM, BLACK, (SABS) SANS APPROVED to be supplied, delivered, and offloaded; will comply with set specifications and minimum requirements | [7 empty] | 40m/Roll
RT81/1-02-049 | 5680T05086615 | Masonry Material | DAMP COURSE, 40 M ROLE, WIDTH 110 MM, BLACK, (SABS) SANS APPROVED to be supplied, delivered, and offloaded; will comply with set specifications and minimum requirements | [7 empty] | 40m/Roll
RT81/1-02-050 |  | Masonry Material | Towl Brick Trowel 250 mm, Plastering Trowel Size 280 x 130 mm, Trowl Gauging 150 - 200 mm Trowel Pointing | [7 empty] | Each
RT81/1-02-051 |  | Masonry Material | Pigskin Full Grain leather Glove , Gunn cut, Keystone thumb, Liner NIL; Pal: Full grainleather 0.8 to 1.0mm Back Full grain 0.8 to 1.0mm | [7 empty] | Each
RT81/1-02-052 |  | Masonry Material | Dust mask Respiratory protective devices – Filtering half masks to protect against particles. CE 0086 approved. Style: Disposable, white, cup shape, dust. FFP2 Dust Masks - Safety PPE 98.5mm, 108.5mm, 118.5mm, 128.5mm, & 138.5mm. | [7 empty] | Each
RT81/1-02-053 |  | Masonry Material | Rhino lite:40kg.RHINOLITE Plaster Multipurpose | [7 empty] | Each
RT81/1-02-054 |  | Masonry Material | Rhino lite: 10kg RHINOLITE Drywall Plaster. | [7 empty] | Each
RT81/1-02-055 |  | Masonry Material | HEAVY DUTY TILE CUTTER, FOR CERAMIC AND PORCELAIN FLOOR & WALL TILES:500MM, (SABS) SANS APPROVED to be supplied, delivered, and offloaded; will comply with set specifications and minimum requirements. | [7 empty] | Each
RT81/1-02-056 |  | Masonry Material | RUBBER MALLET: 2.25 IN (57MM) HARD RUBBER FACE AND 11 IN (280MM) LONG WOODEN HANDLE. (SABS) SANS APPROVED to be supplied, delivered, and offloaded; will comply with set specifications and minimum requirements. | [7 empty] | Each
RT81/1-02-057 |  | Masonry Material | Wooden flooring SABS approved, | [7 empty] | per m²
RT81/1-02-058 |  | Masonry Material | CARPET FLOORING, SANS (SABS) approved as per set specifications and minimum requirements to be supplied, delivered, and offloaded. | [7 empty] | per m²
RT81/1-03-001 | 8010T05086523 | Paint Material | PAINT, ROOF, WATER BASE, 20 L, TERRA COTTA, APPLY BY HAND OR SPRAY MACHINE Colour: Terra cotta to set specifications and minimum requirements to be supplied, delivered, and offloaded. | [7 empty] | Each
RT81/1-03-002 | 8010T05086524 | Paint Material | PAINT, ROOF WATER BASE, 20 L RUSTIC RED, APPLY BY HAND OR SPRAY MACHINE Colour: Rustic red to set specifications and minimum requirements to be supplied, delivered, and offloaded. | [7 empty] | Each
RT81/1-03-003 | 8010T05086525 | Paint Material | PAINT, ROOF, WATER BASE, 20 L, SMOKEY GREY, APPLY BY HAND OR SPRAY MACHINE Colour: Smokey grey to set specifications and minimum requirements to be supplied, delivered, and offloaded | [7 empty] | Each
RT81/1-03-004 | 8010T05043106 | Paint Material | PAINT, UNIVERSAL UNDERCOAT, WHITE, 5L units for steel roofs to set specifications and minimum requirements to be supplied, delivered, and offloaded | [7 empty] | Each
RT81/1-03-005 | 8010T05072689 | Paint Material | METAL EDGE PRIMER, PAINT FOR STEEL ROOFS, WILL COMPLY WITH MINIMUM REQUIREMENTS to set specifications and minimum requirements to be supplied, delivered, and offloaded. | [7 empty] | Each
RT81/1-03-006 | 8030T05075067 | Paint Material | WATERPROOFING, FIBRE REINFORCING SEALER, 5L paint to seal roofs to set specifications and minimum requirements to be supplied, delivered, and offloaded | [7 empty] | Each
RT81/1-03-007 | 5310T05051698 | Paint Material | WATERPROOFING, WITH MEMBRANE CLOTH, 5L unit(s) (waterproofing paint and a role of cloth will be supplied as a unit) as per set minimum requirements | [7 empty] | Each
RT81/1-03-008 | 8010T05086526 | Paint Material | PAINT, INTERIOR, SMOOTH, WASHABLE, 20L UNIT, ALUMINIUM SNOW, APPLY BY HAND OR SPRAY MACHINE Colour: Aluminium Snow to set specifications and minimum requirements to be supplied, delivered and offloaded. | [7 empty] | Each
RT81/1-03-009 | 8010T05086527 | Paint Material | PAINT, INTERIOR SMOOTH, WASHABLE, 20L UNIT, COLOUR: BOVINE, APPLY BY HAND OR SPRAY MACHINE Colour: Bovine to set specifications and minimum requirements to be supplied, delivered, and offloaded | [7 empty] | Each
RT81/1-03-010 | 8010T05086528 | Paint Material | PAINT, INTERIOR SMOOTH, WASHABLE, 20L UNIT, MINES GREY, APPLY BY HAND OR SPRAY MACHINE Colour: Mines Grey to set specifications and minimum requirements to be supplied, delivered, and offloaded | [7 empty] | Each
RT81/1-03-011 | 8010T05086529 | Paint Material | PAINT, INTERIOR SMOOTH, WASHABLE, 20L UNIT, WHITE, APPLY BY HAND OR SPRAY MACHINE Colour: White to set specifications and minimum requirements to be supplied, delivered, and offloaded | [7 empty] | Each
RT81/1-03-012 | 8010T05086530 | Paint Material | PAINT, EXTERIOR, TEXTURED, WASHABLE, 20L UNIT, ALUMINIUM SNOW, APPLY BY HAND AND OR SPRAY MACHINE Colour: Aluminium Snow to set specifications and minimum requirements to be supplied, delivered, and offloaded. | [7 empty] | Each
RT81/1-03-013 | 8010T05086531 | Paint Material | PAINT, EXTERIOR, TEXTURED, WASHABLE, 20L UNIT, BOVINE, APPLY BY HAND AND OR SPRAY MACHINE Colour: Bovine to set specifications and minimum requirements to be supplied, delivered, and offloaded. | [7 empty] | Each
RT81/1-03-014 | 8010T05086532 | Paint Material | PAINT, EXTERIOR, TEXTURED, WASHABLE, 20L UNIT, MINES GREY, APPLY BY HAND AND OR SPRAY MACHINE Colour: Mines Grey to set specifications and minimum requirements to be supplied, delivered, and offloaded | [7 empty] | Each
RT81/1-03-015 | 8010T05086533 | Paint Material | PAINT, EXTERIOR, TEXTURED, WASHABLE, 20L UNIT, WHITE APPLY BY HAND AND OR SPRAY MACHINE Colour: white to set specifications and minimum requirements to be supplied, delivered, and offloaded | [7 empty] | Each
RT81/1-03-016 | 8010T05043105 | Paint Material | PAINT, PLASTER PRIMER, WHITE, 5LT for external and internal walls to set specifications and minimum requirements to be supplied, delivered, and offloaded | [7 empty] | Each
RT81/1-03-017 | 8010T05065903 | Paint Material | PAINT SILVER SHINE ALUMINIUM PAINT 5 LITRE UNITS FOR STEELWORK (Bitumen) to set specifications and minimum requirements to be supplied, delivered, and offloaded. | [7 empty] | Each
RT81/1-03-018 | 8010T05086534 | Paint Material | PAINT, NON-DRIP ENAMEL, OIL BASED, ALUMINIUM SNOW, APPLY BY HAND OR SPRAY MACHINE, 5 LITER UNITS Colour: Aluminium Snow set specifications and minimum requirements to be supplied, delivered, and offloaded | [7 empty] | Each
RT81/1-03-019 | 8010T05086535 | Paint Material | PAINT, NON-DRIP ENAMEL, OIL BASED, MINES GREY, APPLY BY HAND OR SPRAY MACHINE, 5 LITER UNIT, Colour: Mines Grey to set specifications and minimum requirements to be supplied, delivered, and offloaded | [7 empty] | Each
RT81/1-03-020 | 8010T05086537 | Paint Material | PAINT, NON-DRIP ENAMEL, OIL BASED, BOVINE, APPLY BY HAND OR SPRAY MACHINE, 5 LITER UNIT, Colour: Bovine to set specifications and minimum requirements to be supplied, delivered, and offloaded | [7 empty] | Each
RT81/1-03-021 | 8010T05086536 | Paint Material | PAINT, NON-DRIP ENAMEL, OIL BASED, WHITE, APPLY BY HAND OR MACHINE, 5 LITER UNIT, Colour: White to set specifications and minimum requirements to be supplied, delivered, and offloaded | [7 empty] | Each
RT81/1-03-022 | 8010T05086538 | Paint Material | PAINT RED FLOOR (STOOP) 5 LITRE UNIT, APPLY BY HAND OR SPRAY MACHINE to set specifications and minimum requirements to be supplied, delivered, and offloaded | [7 empty] | Each
RT81/1-03-023 | 8010T05071282 | Paint Material | PAINT, ROAD MARKING, YELLOW, 5L to set specifications and minimum requirements to be supplied, delivered, and offloaded | [7 empty] | Each
RT81/1-03-024 | 8010T05001522 | Paint Material | PAINT, ROAD MARKING, WHITE, 5L to set specifications and minimum requirements to be supplied, delivered, and offloaded | [7 empty] | Each
RT81/1-03-025 | 8010T05004371 | Paint Material | PAINT, ROAD MARKING, BLACK, 5L to set specifications and minimum requirements to be supplied, delivered, and offloaded | [7 empty] | Each
RT81/1-03-026 | 8010T05043107 | Paint Material | PAINT, WOOD PRIMER, WHITE, 5Lt to set specifications and minimum requirements to be supplied, delivered, and offloaded | [7 empty] | Each
RT81/1-03-027 | 8010T05043118 | Paint Material | SEALANT, POLY FILLA, PER KG, INTERIOR AND EXTERIOR crack filler (Crack filler) to set specifications and minimum requirements to be supplied, delivered, and offloaded | [7 empty] | Each
RT81/1-03-028 | 8030T05004863 | Paint Material | SEALANT, SILICONE, PAINTABLE, 280 ML to set specifications and minimum requirements to be supplied, delivered, and offloaded | [7 empty] | Each
RT81/1-03-029 | 8030T05081754 | Paint Material | Silicone clear 280 ml as per set minimum requirements to set specifications and minimum requirements to be supplied, delivered, and offloaded. | [7 empty] | Each
RT81/1-03-030 | 8030T05058598 | Paint Material | SILICONE, WHITE, TUBE, 280ML to set specifications and minimum requirements to be supplied, delivered, and offloaded | [7 empty] | Each
RT81/1-03-031 | 9130T05086522 | Paint Material | PARAFFIN, CLEAR, 5 LITRE UNIT(S) to set specifications and minimum requirements to be supplied, delivered, and offloaded | [7 empty] | Each
RT81/1-03-032 | 8010T05043114 | Paint Material | THINNERS, GRADE A, 5LT to set specifications and minimum requirements to be supplied, delivered, and offloaded | [7 empty] | Each
RT81/1-03-033 | 8010T05043113 | Paint Material | TURPENTINE, GRADE A, 5LT to set specifications and minimum requirements to be supplied, delivered, and offloaded | [7 empty] | Each
RT81/1-03-034 | 8010T05081644 | Paint Material | MILDEW RESISTANT, BATHROOM, KITCHEN, 5 LT to set specifications and minimum requirements to be supplied, delivered, and offloaded | [7 empty] | Each
RT81/1-03-035 | 8010T05081644 | Paint Material | TEAK OIL, TO BE SUPPLIED, 500 ML UNIT(S) to set specifications and minimum requirements to be supplied, delivered, and offloaded | [7 empty] | Each
RT81/1-03-036 | 9150T05003061 | Paint Material | OIL, CARBOLINEUM, 5 Lt to set specifications and minimum requirements to be supplied, delivered, and offloaded | [7 empty] | Each
RT81/1-03-037 | 8030T05047424 | Paint Material | SANDING SEALER 5 LT units clear for wooden products sealer to set specifications and minimum requirements to be supplied, delivered, and offloaded. | [7 empty] | Each
RT81/1-03-038 | 8010T05065904 | Paint Material | VARNISH, CLEAR PAINT, MATT FINISH, 5 LITRE UNITS, WOODEN PRODUCTS SEALER to set specifications and minimum requirements to be supplied, delivered, and offloaded. | [7 empty] | Each
RT81/1-03-039 | 7920180103938 | Paint Material | BRUSH, PAINT, FLAT 100 MM to set specifications and minimum requirements to be supplied, delivered, and offloaded | [7 empty] | Each
RT81/1-03-040 | 7920180030018 | Paint Material | BRUSH, PAINT, FLAT 75 MM to set specifications and minimum requirements to be supplied, delivered, and offloaded | [7 empty] | Each
RT81/1-03-041 | 7920180030019 | Paint Material | BRUSH, PAINT, FLAT 50 MM to set specifications and minimum requirements to be supplied, delivered, and offloaded | [7 empty] | Each
RT81/1-03-042 | 7920180030016 | Paint Material | BRUSH, PAINT, FLAT 25 MM to set specifications and minimum requirements to be supplied, delivered, and offloaded | [7 empty] | Each
RT81/1-03-043 | 8020T05043121 | Paint Material | BRUSH, PAINT, FLAT OVAL 140 MM to set specifications and minimum requirements to be supplied, delivered, and offloaded | [7 empty] | Each
RT81/1-03-044 | 7920T05002733 | Paint Material | HANDLE, ROLLER, PAINT, 225 MM to accommodate 225 mm refill rollers to set specifications and minimum requirements to be supplied, delivered, and offloaded | [7 empty] | Each
RT81/1-03-045 | 8020T05056212 | Paint Material | ROLLER PAINT 225 MM, LONG FIBRE HAIR SANS (SABS) APPROVED, refill for acrylic paint surfaces to set specifications and minimum requirements to be supplied, delivered, and offloaded | [7 empty] | Each
RT81/1-03-046 | 8020T05056213 | Paint Material | ROLLER PAINT 225 MM SHORT FIBRE HAIR SAN (SABS) APPROVED for enamel surfaces to set specifications and minimum requirements to be supplied, delivered, and offloaded | [7 empty] | Each
RT81/1-03-047 | 7920T05002732 | Paint Material | HANDLE ROLLER PAINT 100 MM to accommodate 100 mm refill rollers to set specifications and minimum requirements to be supplied, delivered, and offloaded | [7 empty] | Each
RT81/1-03-048 | 8020T05056214 | Paint Material | ROLLER PAINT 100 MM LONG FIBRE HAIR SANS (SABS) APPROVED refill for rough surfaces to set specifications and minimum requirements to be supplied, delivered, and offloaded | [7 empty] | Each
RT81/1-03-049 | 8020T05056215 | Paint Material | ROLLER PAINT 100 MM SHORT FIBRE HAIR SANS (SABS) APPROVED for smooth surfaces to set specifications and minimum requirements to be supplied, delivered, and offloaded | [7 empty] | Each
RT81/1-03-050 | 5340T05043117 | Paint Material | SANDPAPER ROLL,100 GRID, WIDTH 300 MM, LENGTH OF 50 M in each role to set specifications and minimum requirements to be supplied, delivered, and offloaded | [7 empty] | Each
RT81/1-03-051 | 5340180104365 | Paint Material | SANDPAPER, ROLL, 80 GRIT, WIDTH 300 MM, LENGTH OF 50 M in each role to set specifications and minimum requirements to be supplied, delivered, and offloaded | [7 empty] | Each
RT81/1-03-052 | 8020T05072735 | Paint Material | ADJUSTABLE TELESCOPIC (EXTENSION) POLE THAT CAN ACCOMMODATE HAND PAINT ROLLERS to set specifications and minimum requirements to be supplied, delivered, and offloaded | [7 empty] | Each
RT81/1-03-053 | 8010T05044667 | Paint Material | 75 MM SCRAPER PAINT WILL COMPLY WITH MINIMUM REQUIREMENTS to set specifications and minimum requirements to be supplied, delivered, and offloaded | [7 empty] | Each
RT81/1-03-054 | 8020T05072737 | Paint Material | KNIFES PUTTY, 25 MM, WILL COMPLY WITH MINIMUM REQUIREMENTS to set specifications and minimum requirements to be supplied, delivered, and offloaded | [7 empty] | Each
RT81/1-03-055 | 8020T05043124 | Paint Material | CLOTH, MUTTON, TUBULAR, 500 GRAM to set specifications and minimum requirements to be supplied, delivered and offloaded | [7 empty] | Each
RT81/1-03-056 | 8020T05072738 | Paint Material | 40 MM, MASKING, TAPE, 50 meter to set specifications and minimum requirements to be supplied, delivered, and offloaded | [7 empty] | 50m/roll
RT81/1-03-057 | 8020T05072739 | Paint Material | 25 MM, MASKING, TAPE, 50 meter will comply with minimum requirements | [7 empty] | 50m/roll
RT81/1-03-058 | 8030T05047359 | Paint Material | PUTTY, WINDOW, 2 KG UNIT(S) AS PER MINIMUM REQUIREMENTS set specifications and minimum requirements to be supplied, delivered, and offloaded | [7 empty] | Each
RT81/1-03-059 |  | Paint Material | RED OXIDE, 5 KG UNIT(S) AS PER MINIMUM REQUIREMENTS set specifications and minimum requirements to be supplied, delivered, and offloaded.Red and grey oxide A high build oxide primer with quick drying properties. An anti-corrosive primer suitable for either brush or spray application. The primer gives excellent adhesion to ferrous metals. | [7 empty] | Each
RT81/1-03-060 |  | Paint Material | GREY OXIDE, 5 KG UNIT(S) AS PER MINIMUM REQUIREMENTS set specifications and minimum requirements to be supplied, delivered, and offloaded.Red and grey oxide A high build oxide primer with quick drying properties. An anti-corrosive primer suitable for either brush or spray application. The primer gives excellent adhesion to ferrous metals. | [7 empty] | Each
RT81/1-03-061 |  | Paint Material | Chisel Hardness: 55 - 57 HRC on cutting edge. 35 - 45 HRC on striking portion. The body is rounded for comfortable grip. Cutting edges are ground accurately to appropriate angle for metal cutting. | [7 empty] | Each
RT81/1-03-062 |  | Paint Material | Putty chisel with an adjustable support wheel that follows the window sash, making window restoration precise and efficient, while reducing the risk of damaging the glass significantly. The putty chisel can be adjusted to the exact depth of the putty groove. | [7 empty] | Each
RT81/1-03-063 |  | Paint Material | PAINT REMOVER 5L UNIT(S) AS PER MINIMUM REQUIREMENTS set specifications and minimum requirements to be supplied, delivered, and offloaded. | [7 empty] | Each
RT81/1-03-064 |  | Paint Material | PAINT REMOVER 25L UNIT(S) AS PER MINIMUM REQUIREMENTS set specifications and minimum requirements to be supplied, delivered, and offloaded. | [7 empty] | Each
RT81/1-03-065 |  | Paint Material | Window panes: Glass windows for a house, office or building. The glass must comply with SANS 10400 of the national building regulations and all safety glass carries the SABS mark. | [7 empty] | Each
RT81/1-03-066 |  | Paint Material | 5L Egg shell paint: Medal Eggshell Enamel is a high-quality paint suitable for the protection and decoration of all interior surfaces. | [7 empty] | Each
RT81/1-03-067 |  | Paint Material | 25L Egg shell paint: Medal Eggshell Enamel is a high-quality paint suitable for the protection and decoration of all interior surfaces. | [7 empty] | Each
RT81/1-03-068 |  | Paint Material | Perspex glass: 4mm Acrylic Perspex Sheet-Clear-3050mm x 2050mm · 8 to 10 times higher resistance to impact than glass · High resistance to external agents and UV rays | [7 empty] | Each
RT81/1-04-001 | 4710T05005823 | Plumbing Material | Pipe, Copper, 15mm | [7 empty] | Each
RT81/1-04-002 | 4730T05003187 | Plumbing Material | Coupler, Straight, conex, C X C, 15mm | [7 empty] | Each
RT81/1-04-003 | 4730T05074527 | Plumbing Material | Slip Socket 15 mm. | [7 empty] | Each
RT81/1-04-004 | 4730T05013530 | Plumbing Material | Tee, equal C x C 15 mm | [7 empty] | Each
RT81/1-04-005 | 4730T05003117 | Plumbing Material | Elbow 450 Grade, c x c ,15 mm | [7 empty] | Each
RT81/1-04-006 | 4730T05068588 | Plumbing Material | Elbow , copper to copper , 90 Deg 15mm SABS approved | [7 empty] | Each
RT81/1-04-007 | 4730T05004125 | Plumbing Material | Coupler , Straight , conex M1 X C15mm | [7 empty] | Each
RT81/1-04-008 | 4730T05010424 | Plumbing Material | Elbow ,Conex M X F 15mm | [7 empty] | Each
RT81/1-04-009 | 4730T05003988 | Plumbing Material | Coupler Straight Conex F1 x C 15mm | [7 empty] | Each
RT81/1-04-010 | 4730T05003187 | Plumbing Material | Wall plate Elbow 90° 15mm x ½', copper to Female to iron | [7 empty] | Each
RT81/1-04-011 | 4730T05010453 | Plumbing Material | Elbow,wall plate, F1 X C X 15mm | [7 empty] | Each
RT81/1-04-012 | 4730T05003187 | Plumbing Material | Coupler , Straight , Conex c x c 15mm | [7 empty] | Each
RT81/1-04-013 | 4730T05003807 | Plumbing Material | Elbow , Conex 90 Degrees M1 X C 15mm | [7 empty] | Each
RT81/1-04-014 | 2540T05048689 | Plumbing Material | End , Stop , Conex, 15mm | [7 empty] | Each
RT81/1-04-015 | 4730T05003121 | Plumbing Material | Female Adaptor 15mm | [7 empty] | Each
RT81/1-04-016 | 4730T05015991 | Plumbing Material | Adaptor,straight, copper to female, 15mm | [7 empty] | Each
RT81/1-04-017 | 4710T05005824 | Plumbing Material | Pipe , Copper , 22mm | [7 empty] | Each
RT81/1-04-018 | 4730T05044214 | Plumbing Material | coupling, straight, c x c, 22mm x 22mm | [7 empty] | Each
RT81/1-04-019 | 4730T05052140 | Plumbing Material | Tee, copper to copper Equal, 22mm | [7 empty] | Each
RT81/1-04-020 | 4730T05010448 | Plumbing Material | Elbow , copper to copper,45 Deg, 22mm | [7 empty] | Each
RT81/1-04-021 | 4730T05010447 | Plumbing Material | Elbow copper to copper 90 Deg , 22 mm | [7 empty] | Each
RT81/1-04-022 | 4730T05074526 | Plumbing Material | Slip Socket 22mm | [7 empty] | Each
RT81/1-04-023 | 4710T05003114 | Plumbing Material | Elbow , Conex 90 grade, F1 X C , 22mm | [7 empty] | Each
RT81/1-04-024 | 4710T05003987 | Plumbing Material | Elbow , Reducing, conex, c x c, 15 x 22mm | [7 empty] | Each
RT81/1-04-025 | 4730T05004124 | Plumbing Material | Coupler , straight, Conex F1 x C 22 mm | [7 empty] | Each
RT81/1-04-026 | 4730T05068926 | Plumbing Material | Tee, c x c x c, 22mm, Equal copper | [7 empty] | Each
RT81/1-04-027 | 4510T05048690 | Plumbing Material | End Stop conex 22mm | [7 empty] | Each
RT81/1-04-028 | 4730T05003189 | Plumbing Material | Coupler, Straight, Conex, c x c , 22mm | [7 empty] | Each
RT81/1-04-029 | 4730T05004121 | Plumbing Material | Coupler Straight , Conex M1 X C 22mm | [7 empty] | Each
RT81/1-04-030 | 4710T05013540 | Plumbing Material | Pipe , Copper , 28mm | [7 empty] | Each
RT81/1-04-031 | 4730T05044215 | Plumbing Material | Coupler Straight , c x c 28 mm x 28 mm | [7 empty] | Each
RT81/1-04-032 | 4730T05052854 | Plumbing Material | Coupling Straight C X C 28mm | [7 empty] | Each
RT81/1-04-033 | 4510T05068932 | Plumbing Material | Copper Elbows 28mm, SABS approved | [7 empty] | Each
RT81/1-04-034 | 5680T05079880 | Plumbing Material | Tee Copper 28mm | [7 empty] | Each
RT81/1-04-035 | 4730T05018428 | Plumbing Material | Elbow , 45 Degree c x c 28mm | [7 empty] | Each
RT81/1-04-036 | 4730T05005921 | Plumbing Material | Tee Equal ,Conex c/c 28mm | [7 empty] | Each
RT81/1-04-037 | 4730T05003116 | Plumbing Material | Elbow, conex, 90 grade, c x c , 28mm | [7 empty] | Each
RT81/1-04-038 | 4730T05004122 | Plumbing Material | Coupler,Straight, conex m1 x c 28mm | [7 empty] | Each
RT81/1-04-039 | 4730T05004396 | Plumbing Material | Straight, coupler, conex c x c 28 | [7 empty] | Each
RT81/1-04-040 | 4730T05017922 | Plumbing Material | Coupler, Straight, C X F1 28mm | [7 empty] | Each
RT81/1-04-041 | 4730T05003115 | Plumbing Material | Elbow, conex, 90 grade, MI XC, 28mm | [7 empty] | Each
RT81/1-04-042 | 4730T05015021 | Plumbing Material | Reducing Straight coupler c x c 22mm x 15mm | [7 empty] | Each
RT81/1-04-043 | 4730T05064054 | Plumbing Material | Straight reducer 28 mm x 22 mm. | [7 empty] | Each
RT81/1-04-044 | 4710T05003987 | Plumbing Material | Elbow, reducing, conex, c x c, 15 x 22mm | [7 empty] | Each
RT81/1-04-045 | 4540T05072740 | Plumbing Material | Reducing elbow 90 0 coupler 28 mm x 22 mm, copper to copper | [7 empty] | Each
RT81/1-04-046 | 4730T05064053 | Plumbing Material | Reducing tee, 28mm x 28mm 22mm, SABS approved | [7 empty] | Each
RT81/1-04-047 | 4730T05009874 | Plumbing Material | Reducing Tee cxcxc 22 x 22 x 15mm | [7 empty] | Each
RT81/1-04-048 | 4710T05013700 | Plumbing Material | Reducing, Tee cxcxc 28mm x 22mm x 28mm | [7 empty] | Each
RT81/1-04-049 | 4710T05006606 | Plumbing Material | Coupling Reducing c x c 28mm x 15mm | [7 empty] | Each
RT81/1-04-050 | 4730T05004120 | Plumbing Material | Reducing, Elbow, conex c x F1 X 22mm | [7 empty] | Each
RT81/1-04-051 | 4730T05003194 | Plumbing Material | Reducing Tee Conex cxcxfi 28mm x 15mm x 28mm | [7 empty] | Each
RT81/1-04-052 | 4730T05004112 | Plumbing Material | Reducing Coupler Conex cxc 22mm x 28mm | [7 empty] | Each
RT81/1-04-053 | 4730T05004123 | Plumbing Material | Reducing Straight Coupler M1 x C 15mm x 22mm | [7 empty] | Each
RT81/1-04-054 | 4730T05018927 | Plumbing Material | Reducing Tee Conex 22mm x22mmx15mm | [7 empty] | Each
RT81/1-04-055 | 4710T05073994 | Plumbing Material | Pipe , Plason 32mm Class 16 (100m bundle) to be SABS approved | [7 empty] | Each
RT81/1-04-056 | 4730T05014500 | Plumbing Material | Elbow Plason 32mm x 32mm Male | [7 empty] | Each
RT81/1-04-057 | 4730T05014501 | Plumbing Material | Connector Straight Plason 32mm | [7 empty] | Each
RT81/1-04-058 | 4510T05080430 | Plumbing Material | Adaptor Male Plason 32mm x ¾ | [7 empty] | Each
RT81/1-04-059 | 4710T05073993 | Plumbing Material | Pipe , Plason 25mm Class 16 (100m bundle) to be SABS approved | [7 empty] | Each
RT81/1-04-060 | 4710T05052099 | Plumbing Material | Pipe , Plason Elbow , Plain 25mm | [7 empty] | Each
RT81/1-04-061 | 4710T05052090 | Plumbing Material | Pipe Plason Tee 25mm | [7 empty] | Each
RT81/1-04-062 | 4730T05052832 | Plumbing Material | Elbow Plason 25mm x ¾ FI | [7 empty] | Each
RT81/1-04-063 | 4730T05052831 | Plumbing Material | Elbow Plason 25mm x ¾ MI | [7 empty] | Each
RT81/1-04-064 | 5630T05048077 | Plumbing Material | Adaptor Plason 25mm x ¾ Male | [7 empty] | Each
RT81/1-04-065 | 4730T05044259 | Plumbing Material | Coupler Plason Straight 25mm x 1 INCH | [7 empty] | Each
RT81/1-04-066 | 4510T05080429 | Plumbing Material | Straight Coupler Plason 25mm | [7 empty] | Each
RT81/1-04-067 | 4710T05050934 | Plumbing Material | Pipe , Plason 28mm Class 16 | [7 empty] | Each
RT81/1-04-068 | 4730T05074520 | Plumbing Material | Female Elbow Plason 28mm | [7 empty] | Each
RT81/1-04-069 | 3439T05057440 | Plumbing Material | SOLDERING CAP CAOL 500G (Soft solder) | [7 empty] | Each
RT81/1-04-070 | 4510T05080419 | Plumbing Material | Soldering flux, 400g | [7 empty] | Each
RT81/1-04-071 | 5340T05001388 | Plumbing Material | Masterbat, 15mm | [7 empty] | Each
RT81/1-04-072 | 5340T05003144 | Plumbing Material | Masterbat, 22mm | [7 empty] | Each
RT81/1-04-073 | 5340T05003145 | Plumbing Material | Masterbat ,28mm | [7 empty] | Each
RT81/1-04-074 | 5340T05003147 | Plumbing Material | Masterbat ,50mm | [7 empty] | Each
RT81/1-04-075 | 4940T05003178 | Plumbing Material | Clamp SSN 100mm | [7 empty] | Each
RT81/1-04-076 | 4940T05004415 | Plumbing Material | Clamp SSN 50mm | [7 empty] | Each
RT81/1-04-077 | 5340T05052051 | Plumbing Material | Clamp , Hose 19mm -44mm Stainless steel | [7 empty] | Each
RT81/1-04-078 | 4710T05003160 | Plumbing Material | Pipe PVC 50mm | [7 empty] | Each
RT81/1-04-079 | 4730T05016826 | Plumbing Material | Socket PVC 50mm | [7 empty] | Each
RT81/1-04-080 | 4710T05052094 | Plumbing Material | PVC Bend I.E 900 X 50mm | [7 empty] | Each
RT81/1-04-081 | 4710T05003135 | Plumbing Material | Junction Access heel PVC 45 grade 50mm | [7 empty] | Each
RT81/1-04-082 | 4540T05014489 | Plumbing Material | Bend, Plain , 87.5Deg 50mm | [7 empty] | Each
RT81/1-04-083 | 4730T05013645 | Plumbing Material | Junction access heel PVC 135050mm | [7 empty] | Each
RT81/1-04-084 | 4540T05013718 | Plumbing Material | Bend, plain, pvc, 90 Degree, 50mm | [7 empty] | Each
RT81/1-04-085 | 4540T05012483 | Plumbing Material | Bend Plain PVC 45 Degree , 50mm | [7 empty] | Each
RT81/1-04-086 | 4710T05052050 | Plumbing Material | Pipe ,Soil Vent 50mm x 6m | [7 empty] | Each
RT81/1-04-087 | 5680T05079895 | Plumbing Material | Tee pvc 50mm | [7 empty] | Each
RT81/1-04-088 | 4710T05015989 | Plumbing Material | Junction , Plain PVC 87.5Deg 50mm | [7 empty] | Each
RT81/1-04-089 | 4730T05064064 | Plumbing Material | PVC Solvent, glue, 500ml, sabs approved | [7 empty] | Each
RT81/1-04-090 | 4730T05064070 | Plumbing Material | Aluminium Holder Bat 50mm, SABS approved | [7 empty] | Each
RT81/1-04-091 | 4710T05015537 | Plumbing Material | Pipe Soil Vent PVC 110mm | [7 empty] | Each
RT81/1-04-092 | 4510T05080422 | Plumbing Material | Socket, PVC 110mm | [7 empty] | Each
RT81/1-04-093 | 4730T05013984 | Plumbing Material | Socket , Straight , Kimberey 110mm | [7 empty] | Each
RT81/1-04-094 | 4730T05014566 | Plumbing Material | Socket, reducer, pvc, 110 x 50mm | [7 empty] | Each
RT81/1-04-095 | 4540T05014488 | Plumbing Material | Bend , Plain 87.5 Degree 110mm | [7 empty] | Each
RT81/1-04-096 | 4540T05015521 | Plumbing Material | Bend , Plain PVC U.G 45Deg 110mm underground | [7 empty] | Each
RT81/1-04-097 | 4540T05015521 | Plumbing Material | Bend, plain, PVC, U.G, 45 Deg, 110mm | [7 empty] | Each
RT81/1-04-098 | 4710T05013687 | Plumbing Material | Junction access heel Single PVC 87.5 Deg 110mm | [7 empty] | Each
RT81/1-04-099 | 4930T05014478 | Plumbing Material | Lubricant, seal ring | [7 empty] | Each
RT81/1-04-100 | 4540T05072742 | Plumbing Material | U PVC twin wall heavy duty pipe socket at one end | [7 empty] | Each
RT81/1-04-101 | 4540T05013682 | Plumbing Material | Bend, plain, pvc,Ripped access, 45 Deg, 110mm | [7 empty] | Each
RT81/1-04-102 | 4540T05013683 | Plumbing Material | Bend,Plain, Ripped, 90 Deg, 110mm | [7 empty] | Each
RT81/1-04-103 | 4730T05013684 | Plumbing Material | Junction, Access ribbed, pvc, L/R bright,45 Deg, 110mm | [7 empty] | Each
RT81/1-04-104 | 4540T05013982 | Plumbing Material | Bend, plain, PVC, 22.5 Degree, 110mm | [7 empty] | Each
RT81/1-04-105 | 7210T05001414 | Plumbing Material | PVC gulley P-trap, 110mm | [7 empty] | Each
RT81/1-04-106 | 5306T05001523 | Plumbing Material | Rodding eye 45° , 110mm | [7 empty] | Each
RT81/1-04-107 | 4710T05074777 | Plumbing Material | Tape pvc plumber,PTFE tape, heavy duty, width 19mm, length 10m, SANS (SABS) | [7 empty] | Each
RT81/1-04-108 | 4730T05074950 | Plumbing Material | Hemp maula | [7 empty] | Each
RT81/1-04-109 | 4520T05005819 | Plumbing Material | Geyser, Electric, 100LT | [7 empty] | Each
RT81/1-04-110 | 4520T05050773 | Plumbing Material | Geyser 200 LT,Complete with Valve & fittings | [7 empty] | Each
RT81/1-04-111 |  | Plumbing Material | 150 LITRE 600KPA HIGH-PRESSURE ELECTRIC WATER HEATER GEYSER | [7 empty] | Each
RT81/1-04-112 | 4510T05014592 | Plumbing Material | Valve Pressure control Master flow G 3/4 | [7 empty] | Each
RT81/1-04-113 | 4510T05047649 | Plumbing Material | Valve Pressure control , Masterflow No 3 600kpa 22mm connex | [7 empty] | Each
RT81/1-04-114 | 4510T05023686 | Plumbing Material | Valve Regulate Angle cp 15mm | [7 empty] | Each
RT81/1-04-115 | 4510T05005459 | Plumbing Material | Valve, Non-Return, Brass 15mm | [7 empty] | Each
RT81/1-04-116 | 4510T05005458 | Plumbing Material | Valve Non-Return, Brass 22mm | [7 empty] | Each
RT81/1-04-117 | 4510T05016275 | Plumbing Material | Valve Non Return 28mm | [7 empty] | Each
RT81/1-04-118 | 4820T05018198 | Plumbing Material | Valve Piston Jnr Urinal | [7 empty] | Each
RT81/1-04-119 | 4510T05047650 | Plumbing Material | Valve , Thermoscopic Mixing Rada 222DK-LF ¾ BSP Male | [7 empty] | Each
RT81/1-04-120 | 4510T05044209 | Plumbing Material | Valve, Shower, Push Button resistant female,BSP 15mm | [7 empty] | Each
RT81/1-04-121 | 4510T05005798 | Plumbing Material | Valve Ventilation 2way 110mm | [7 empty] | Each
RT81/1-04-122 | 4730T05006151 | Plumbing Material | Valve Ventilation 2-way 50mm | [7 empty] | Each
RT81/1-04-123 | 4510KK0012930 | Plumbing Material | Stop cock, BRASS, 20 mm | [7 empty] | Each
RT81/1-04-124 | 4730T05003739 | Plumbing Material | Connector ,Flexi Tap CP 15mm 350 mm | [7 empty] | Each
RT81/1-04-125 | 4730T05059411 | Plumbing Material | Connector, braided, 15 x 450, Toilet flexible pipe | [7 empty] | Each
RT81/1-04-126 | 7210T05047883 | Plumbing Material | Toilet seat Plastic Heavy Duty, Al deluxe | [7 empty] | Each
RT81/1-04-127 | 4710T05072308 | Plumbing Material | PVC Pan offset collar 110mm (white) | [7 empty] | Each
RT81/1-04-128 | 4730T05063607 | Plumbing Material | Pan Connector Jolly Flex, Long Pan White 560mm | [7 empty] | Each
RT81/1-04-129 | 4730T05063606 | Plumbing Material | Pan Connector , Jolly Flex , Short Pan, Connector and Fins , White 360mm | [7 empty] | Each
RT81/1-04-130 | 4730T05010437 | Plumbing Material | Pan Connector PVC 110mm | [7 empty] | Each
RT81/1-04-131 | 5680T05079897 | Plumbing Material | Bottom Supply WC Flushing Mechanism Closed Couple | [7 empty] | Each
RT81/1-04-132 | 4510T05081718 | Plumbing Material | Toilet Mechanism side inlet | [7 empty] | Each
RT81/1-04-133 | 4730T05064061 | Plumbing Material | Cistern Mechanism Bottom inlet, Toilet SABS Approved | [7 empty] | Each
RT81/1-04-134 | 4510T05043181 | Plumbing Material | Cistern Mechanism (for low level H/duty Tamper proof), Cells | [7 empty] | Each
RT81/1-04-135 |  | Plumbing Material | Cistern Close Couple Ceramic complete | [7 empty] | Each
RT81/1-04-136 |  | Plumbing Material | Cistern 9LT, Complete with lid and fittings | [7 empty] | Each
RT81/1-04-137 | 7240T05001493 | Plumbing Material | Pan, Ceramic, W.C | [7 empty] | Each
RT81/1-04-138 | 4540T05072745 | Plumbing Material | Shower mixer (under tile unit) complete with wall plate with two 112"Fl inlets and 3/4"Fl outlet | [7 empty] | Each
RT81/1-04-139 | 4510T05050767 | Plumbing Material | Shower rose and arm CP 15mm | [7 empty] | Each
RT81/1-04-140 | 4510T05060174 | Plumbing Material | Shower Rose, 15mm CP APEX SWIVEL | [7 empty] | Each
RT81/1-04-141 | 5630T05002488 | Plumbing Material | Adaptor PVC Male 50 mm x 1 1/2" SANS (SABS) approved | [7 empty] | Each
RT81/1-04-142 | 4510T05047871 | Plumbing Material | Trap, p, Shower Brass 1- (½) with chrome plated grating | [7 empty] | Each
RT81/1-04-143 | 4540T05072752 | Plumbing Material | Ceramic basin with pedestal and fixing bolts SANS (SABS) approved | [7 empty] | Each
RT81/1-04-144 | 4540T05072746 | Plumbing Material | A1 ¼' Basin waste long shank slotted SANS (SABS) | [7 empty] | Each
RT81/1-04-145 | 4540T05072747 | Plumbing Material | Anti-theft waste plug for waste (long shank slotted) SANS | [7 empty] | Each
RT81/1-04-146 | 4510T05047347 | Plumbing Material | Tap, pillar, ½ Elbow Action, chrome plated | [7 empty] | Each
RT81/1-04-147 | 4710T05048489 | Plumbing Material | Tap,mixer,bath,wall type,¾ | [7 empty] | Each
RT81/1-04-148 | 4710T05048490 | Plumbing Material | Tap, Mixer, Bath, Wall Type ¾ | [7 empty] | Each
RT81/1-04-149 | 4710T05047663 | Plumbing Material | Tap Elbow Action pillar type 15mm 505-21B | [7 empty] | Each
RT81/1-04-150 | 4710T05047579 | Plumbing Material | Tap , Basin, | [7 empty] | Each
RT81/1-04-151 | 4710T05063813 | Plumbing Material | Tap,Bib,Brass, 15mm, cobra, SABS approved | [7 empty] | Each
RT81/1-04-152 | 4540T05072753 | Plumbing Material | Set of 1/2" levered pattern pillar taps, Chrome plated sans(sabs) approved | [7 empty] | Each
RT81/1-04-153 | 4510T05016432 | Plumbing Material | Trap, flexi, double,combination, 40mm x 300mm | [7 empty] | Each
RT81/1-04-154 | 4540T05072750 | Plumbing Material | Flexi mini p-trap 40mm x 40mm will be white | [7 empty] | Each
RT81/1-04-155 | 4510T05047870 | Plumbing Material | Trap P flexi reseal 40mm x 32mm | [7 empty] | Each
RT81/1-04-156 | 4510T05089011 | Plumbing Material | Trap, Flexi S, 32 mm X 40 mm, Black, SANS (SABS) Approved | [7 empty] | Each
RT81/1-04-157 |  | Plumbing Material | Tank , Water , 5000 Litres Conservancy ,Tank ,Polyethylene material SANS (SABS) approved | [7 empty] | Each
RT81/1-04-158 | 6680T05074310 | Plumbing Material | Tank, water,5000 litres conservancy, tank, polyethylene material,vertical, one x 2" top connector with 1½ female inlet connection, one x 2" bottom connector with 1½female outlet connection, two x 1½" stop ends, top access lid, SANS (SABS) approved to be supplied, delivered and offloaded as per minimum requirements. | [7 empty] | Each
RT81/1-04-159 | 6680180115350 | Plumbing Material | Tank, water, 10000L | [7 empty] | Each
RT81/1-04-160 | 4710T05073988 | Plumbing Material | Automatic pressure boosting pump system, V220-240 with all accessories pipes SABS approved will comply with minimum requirements, supplied and delivered | [7 empty] | Each
RT81/1-04-161 | 6530T05052147 | Plumbing Material | Holder, Toilet Stainless Steel, 3 Tier be SANS (SABS) approved. | [7 empty] | Each
RT81/1-04-162 | 7240T05044227 | Plumbing Material | Holder, Toilet Stainless Steel, 3 Tier | [7 empty] | Each
RT81/1-04-163 | 7240T05044227 | Plumbing Material | Dispenser, hand soap | [7 empty] | Each
RT81/1-04-164 | 5340T05047651 | Plumbing Material | Rail, Grab, Paraplegic, Dog leg side rail REF DL 3 | [7 empty] | Each
RT81/1-04-165 | 5340T05047653 | Plumbing Material | Rail,Grab, Paraplegic, Cistern back Rail REF SR2 | [7 empty] | Each
RT81/1-04-166 | 5340T05067760 | Plumbing Material | Pot and sink table catering unit, Length 1800mm, width 600mm, high 1000, stainless steel grade 304 | [7 empty] | Each
RT81/1-04-167 | 4510T05013716 | Plumbing Material | Bowl, water closet, p-trap pan,S/STEEL, Concealed flush master | [7 empty] | Each
RT81/1-04-168 | 4820T05047655 | Plumbing Material | Fountain drinking stainless steel | [7 empty] | Each
RT81/1-04-169 | 825T05070167 | Plumbing Material | Prison Dimensions steel pan model VR button, 25mm BSP, Concealed, DZR brass toilet flushing valve with S.S WC pan adaptor, VR button and concealed flush pipe for S.S pan with compression solder adaptor for stainless steel prison complete | [7 empty] | Each
RT81/1-04-170 | 4820T05047655 | Plumbing Material | Valve ,flushing, cell toilet, walcro 104 WC | [7 empty] | Each
RT81/1-04-171 | 4510T05044209 | Plumbing Material | Valve, Shower, push button, vandal resistant female, BSP 15mm | [7 empty] | Each
RT81/1-04-172 | 4710T05044208 | Plumbing Material | Shower head,Vandal resistant female, BSP 15mm | [7 empty] | Each
RT81/1-04-173 | 5340T05064886 | Plumbing Material | Stainless Steel Grease Trap Unit with Lid , 110mm Inlet and outlet sewer SANS(SABS), Approved | [7 empty] | Each
RT81/1-04-174 | 4510T05012484 | Plumbing Material | Shower P trap brass 11/2 will be supplied , shallow seal and chrome plated grating SANS (SABS) Approved | [7 empty] | Each
RT81/1-04-175 |  | Plumbing Material | 22MM COPPER VACUUM BREAKER | [7 empty] | Each
RT81/1-04-176 |  | Plumbing Material | GATE VALVE 22MM CONNEX, AS PER SPECIFICATION, SANS (SABS) APPROVED | [7 empty] | Each
RT81/1-04-177 |  | Plumbing Material | 600 KPA PRESSURE CONTROL VALUE,Valve Pressure Control Multi CxC 22mm 600kPa with Integral Isolating & Expansion Relief Valve | [7 empty] | Each
RT81/1-04-178 |  | Plumbing Material | Garden spade border and digging (290 x 180mm) Garden Digging Spade, 41" Stainless Steel Square Border Spade, Heavy Duty European Shovel with D-Grip Handle, Traditional English Style Flat Shovel for. | [7 empty] | Each
RT81/1-04-179 |  | Plumbing Material | Wall mounted hose reel: 20m hose Pre-assembled and equipped with 20m hose, fittings, and wall mounting parts. | [7 empty] | Each
RT81/1-04-180 |  | Plumbing Material | Garden Hose pipe 20mm x 30 m, This hose is made from PVC and reinforced with high-density nylon woven fabric, making it perfect for heavy-duty watering, irrigation, and garden. | [7 empty] | Each
RT81/1-04-181 |  | Plumbing Material | GARDEN MASTER 5 PIECE NOZZEL STARTER KIT WITH CONNECTORS AS PER SPECIFICATION, SANS (SABS) APPROVED to be supplied and delivered and offloaded. | [7 empty] | Each
RT81/1-04-182 |  | Plumbing Material | CUB HAMMER 2½ lb ( 1.1kg to 1,13kg )AS PER SPECIFICATION, SANS (SABS) APPROVED | [7 empty] | Each
RT81/1-04-183 |  | Plumbing Material | CUB HAMMER 3lb (1.3kg to 1,36kg) AS PER SPECIFICATION, SANS (SABS) APPROVED | [7 empty] | Each
RT81/1-04-184 |  | Plumbing Material | CUB HAMMER 2½ lb(1.8kg) AS PER SPECIFICATION, SANS (SABS) APPROVED | [7 empty] | Each
RT81/1-04-185 |  | Plumbing Material | SLEDGE HAMMER 1.8KG (4LB) RUBBER HANDLE 760mm. The hammer head conforms to ASME, BS876 & ISO15601 specifications and is induction hardened to 50-58 HRC. | [7 empty] | Each
RT81/1-04-186 |  | Plumbing Material | SLEDGE HAMMER 3.2KG (7LB) RUBBER HANDLE 760mm. The hammer head conforms to ASME, BS876 & ISO15601 specifications and is induction hardened to 50-58 HRC. | [7 empty] | Each
RT81/1-04-187 |  | Plumbing Material | SLEDGE HAMMER 4.5 KG (10LB) RUBBER HANDLE 760mm. The hammer head conforms to ASME, BS876 & ISO15601 specifications and is induction hardened to 50-58 HRC. | [7 empty] | Each
RT81/1-04-188 |  | Plumbing Material | SLEDGE HAMMER 6.3KG (14LB) RUBBER HANDLE 760mm. The hammer head conforms to ASME, BS876 & ISO15601 specifications and is induction hardened to 50-58 HRC. | [7 empty] | Each
RT81/1-04-189 |  | Plumbing Material | SLEDGE HAMMER 7.2KG (16LB) RUBBER HANDLE 760mm. The hammer head conforms to ASME, BS876 & ISO15601 specifications and is induction hardened to 50-58 HRC. | [7 empty] | Each