## Awarded Profiles
RT2-2021 MEDICAL EQUIPMENT ANNEXURE A CONTRACT PRICING
CATEGORY 1: ANAESTHESIA EQUIPMENT
# | Item number | Item Description
1 | RT2-01-01 | Anaesthetic Machine, Basic
2 | RT2-01-02 | Anaesthetic Machine, Basic with Monitor
3 | RT2-01-03 | Anaesthetic Machine, Standard
4 | RT2-01-04 | Anaesthetic Machine, Standard with Monitor
5 | RT2-01-05 | Anaesthetic Machine, Advanced
6 | RT2-01-06 | Anaesthetic Machine, Advanced with Monitor
7 | RT2-01-07 | Monitor, Anaesthetic
8 | RT2-01-08 | Anaesthetic Machine, MRI Compatible
9 | RT2-01-09 | Anaesthetic Machine, MRI Compatible with Monitor
10 | RT2-01-10 | Monitor, MRI Compatible
11 | RT2-01-11 | Video Laryngoscope
12 | RT2-01-12 | Video Laryngoscope with Flexible Bronchoscope
13 | RT2-01-13 | Video Disposable Flexible Bronchoscope
15 | RT2-01-15 | Syringe Driver, TCI
16 | RT2-01-16 | Syringe Driver, PCA
17 | RT2-01-17 | Blood-Fluid Warmer
18 | RT2-01-18 | Patient Warmer, Forced-Air
20 | RT2-01-20 | Nerve Stimulator
23 | RT2-01-23 | Ultrasound Machine, Point-of-care
CATEGORY 2: VENTILATION & RESPIRATORY EQUIPMENT
# | Item number | Item Description
1 | RT2-02-01 | Ventilator, Neonatal-Paeds
2 | RT2-02-02 | Ventlator, Paeds-Adult
5 | RT2-02-05 | Ventilator, CPAP
6 | RT2-02-06 | Ventilator, Transport, Paeds-Adult
7 | RT2-02-07 | Ventilator, Transport, Neonatal-Paeds
8 | RT2-02-08 | High Frequency Oscilator
9 | RT2-02-09 | Resuscitator, Gas-powered, Infant
10 | RT2-02-10 | Humidifier, Servo control
11 | RT2-02-11 | Air-O2 Blender, Low Flow
12 | RT2-02-12 | Air-O2 Blender, High Flow
13 | RT2-02-13 | Pulmonary Function Unit
14 | RT2-02-14 | Oxygen Flowmeter, Single
15 | RT2-02-15 | Oxygen Flowmeter, Double
16 | RT2-02-16 | Nebulizer, Ultrasonic
CATEGORY 3: PAEDIATRIC CARE EQUIPMENT
# | Item number | Item Description
3 | RT2-03-03 | Apnea Monitor, Airflow sensor
4 | RT2-03-04 | Bilirubin Meter, Xenon
7 | RT2-03-07 | ICU Crib
8 | RT2-03-08 | Incubator, ICU
9 | RT2-03-09 | Incubator, Standard
10 | RT2-03-10 | Incubator, Transport
11 | RT2-03-11 | Infant Radiant Warmer
12 | RT2-03-12 | Phototherapy Unit, LED
13 | RT2-03-13 | Phototherapy Unit, Blanket, LED
15 | RT2-03-15 | Ultrasound, Neonatal
CATEGORY 4: OBSTETRIC & GYNAECOLOGY EQUIPMENT
# | Item number | Item Description
1 | RT2-04-01 | Cardiotocograph, Single
2 | RT2-04-02 | Cardiotocograph, Single + MHR
3 | RT2-04-03 | Cardiotocograph, Twins
4 | RT2-04-04 | Cardiotocograph, Twins + MHR
5 | RT2-04-05 | Fetal Doppler
6 | RT2-04-06 | Video Colposcope
7 | RT2-04-07 | Vacuum Extractor
8 | RT2-04-08 | Ultrasound Machine, O&G
CATEGORY 5: GENERAL MEDICAL EQUIPMENT
# | Item number | Item Description
4 | RT2-05-04 | Defibrilator, ECG&Pacing
5 | RT2-05-05 | Defibrilator, ECG&SpO2
6 | RT2-05-06 | Defibrilator, ECG,SpO2&NIBP
7 | RT2-05-07 | ECG Machine, 12-lead
9 | RT2-05-09 | Examination Light, LED, Mobile
10 | RT2-05-10 | Examination Light, LED, Mobile with battery
11 | RT2-05-11 | Examination Light, LED, Wall-mount
14 | RT2-05-14 | Monitor, Basic
15 | RT2-05-15 | Monitor, ICU
16 | RT2-05-16 | Monitor, ICU with Transport Module
17 | RT2-05-17 | Central Monitoring, 8-bed package
18 | RT2-05-17a | Central Monitoring, 12-bed package
19 | RT2-05-17b | Central Monitoring, 16-bed package
20 | RT2-05-18 | Central Station, 8-Bed
21 | RT2-05-18a | Central Station, 12-Bed
22 | RT2-05-18b | Central Station, 16-Bed
23 | RT2-05-19 | Vital Signs Monitor with oximetery & Temp
24 | RT2-05-20 | Pulse Oximeter, Tabletop
25 | RT2-05-21 | Suction Unit, Wall-mount
26 | RT2-05-22 | Suction Machine, Mobile
27 | RT2-05-23 | Theater Light, Mobile
29 | RT2-05-25 | Fluid Warmer, Cabinet, 40-60L
30 | RT2-05-26 | Fluid Warmer, Cabinet, 80-150L
31 | RT2-05-27 | Fluid Warmer, Cabinet, 200-300L
32 | RT2-05-28 | Fridge, Vaccine, 100-150L
33 | RT2-05-29 | Fridge, Vaccine, 200-250L
34 | RT2-05-30 | Fridge, Vaccine, 300-350L
35 | RT2-05-31 | Fridge, Medicine, 200-270L
36 | RT2-05-32 | Fridge, Medicine, 900-1100L
37 | RT2-05-33 | Ultrasound, Cardiology
CATEGORY 6: GENERAL SURGERY EQUIPMENT
# | Item number | Item Description
1 | RT2-06-01 | Doppler, Vascular
2 | RT2-06-02 | Electrosurgical Unit, Basic
4 | RT2-06-04 | Electrosurgical Unit, Advanced
5 | RT2-06-05 | Electrosurgical Unit, Argon
CATEGORY 7: ORTHOPAEDIC EQUIPMENT
# | Item number | Item Description
1 | RT2-07-01 | Electric Drill, Small bones
2 | RT2-07-02 | Electric Drill, Large bones
3 | RT2-07-03 | Battery-Operated Drill, Small bones
4 | RT2-07-04 | Battery-Operated Drill, Large bones
5 | RT2-07-05 | Tourniquet
6 | RT2-07-06 | Plaster Saw
7 | RT2-07-07 | Plaster Saw with Vacuum Extractor
8 | RT2-07-08 | Dermatome, Cordless
9 | RT2-07-09 | Dermatome, Pneumatic
10 | RT2-07-10 | Skin Graft Mesher
CATEGORY 8: OPHTHALMOLOGY EQUIPMENT
# | Item number | Item Description
1 | RT2-08-01 | A&B Scanner Combo Unit
2 | RT2-08-02 | Auto Ref-Keratometer
3 | RT2-08-03 | Laser Unit, Argon
8 | RT2-08-08 | Slit-Lamp, Basic
9 | RT2-08-09 | Slit-Lamp, Advanced
10 | RT2-08-10 | Tonometer, Hand-held
11 | RT2-08-11 | Visual Field Analyser
12 | RT2-08-12 | Vitrectomy Unit
13 | RT2-08-13 | Microscope, Ophthamoscope, Basic
14 | RT2-08-14 | Microscope, Ophthamoscope, Advanced
CATEGORY 9: NEURO EQUIPMENT (Neurology & Neurosurgery)
# | Item number | Item Description
1 | RT2-09-01 | EEG, Portable
2 | RT2-09-02 | EEG, Desktop
3 | RT2-09-03 | Ultrasonic Surgical Aspirator
4 | RT2-09-04 | Neuronavigation System
5 | RT2-09-05 | Microscope, Neurosurgery
6 | RT2-09-06 | Microscope, Neurosurgery, Advanced
CATEGORY 10: STERILIZATION & DISINFECTION EQUIPMENT (Sterilizers & Instrument Washers)
# | Item number | Item Description
1 | RT2-10-01 | Autoclave, Tabletop, 24-30L
2 | RT2-10-02 | Autoclave, Tabletop, 32-38L
3 | RT2-10-03 | Autoclave, Tabletop, 40-50L
4 | RT2-10-04 | Ultrasonic Washer (30L)
5 | RT2-10-05 | Heat Sealer
6 | RT2-10-06 | Plasma Sterilizer 35-50L
7 | RT2-10-07 | Plasma Sterilizer 85-110L
8 | RT2-10-08 | Plasma Sterilizer 145-160L
9 | RT2-10-09 | Endoscope Washer
CATEGORY 13: STERILIZATION & DISINFECTION EQUIPMENT (Sterilizers & Instrument Washers)
# | Item number | Item Description
1 | RT2-13-01 | Instrument Washer, Under-counter
2 | RT2-13-02 | Instrument Washer, Single door
3 | RT2-13-03 | Instrument Washer, Double door
4 | RT2-13-04 | Theater Light, Ceiling-Mount
CATEGORY 14: MULTI-DISCIPLINARY SPECIALIZED EQUIPMENT
# | Item number | Item Description
1 | RT2-14-01 | Theater Table, Standard
2 | RT2-14-02 | Theater Table, Bariatric
3 | RT2-14-03 | Laparascope, Mid-range
4 | RT2-14-04 | Laparascope, High-end (3D)
5 | RT2-14-06 | Laparascope-Exoscope, Neuro
6 | RT2-14-07 | Video Endoscopic System

## Category 1 Anaesthesia
RT2-2021 SUPPLY, DELIVERY, INSTALLATION, COMMISSIONING AND MAINTENANCE OF MEDICAL EQUIPMENT TO THE STATE FOR THE PERIOD 01 DECEMBER 2021 TO 30 NOVEMBER 2024
RT2-2021 MEDICAL EQUIPMENT CONTRACT PRICING WITH REPLACEMENT ACCESSORIES
CATEGORY 1: ANAESTHESIA EQUIPMENT
# | RT2-01-01
1 | Item Number: RT2-01-01
2 | Item Name: ANAESTHESIA DELIVERY SYSTEM: BASIC WITHOUT PHYSIOLOGICAL MONITOR
3 | Item Description: The complete anaesthesia workstation shall have (but not be limited to) the following aspects, features and components, as described in the technical specification Annexure E
4 | Suppliers' Name | Medhold Medical (Offer 1) | Respiratory Care Africa (Offer 1) | Mbuso Medical Supplies
4.1 | Make/Brand | GE | Midray | DAMECA
4.2 | Model | 9100C NXT | Wato EX-30 | AX500
4.3 | Country of Origin | China | China | Denmark
4.4 | Lead time | 8 Weeks | 6-9 Weeks | 4-8 Weeks
4.5 | Standard Accessories & Consumables (Starter Pack)
4.5.1 | Anaesthesia circuit (Adult, single/double limb design) Disposable. 1.8m (Complete with Y-piece, Elbow, Catheter mount, Rebreathing bag)
4.5.2 | Anaesthesia circuit (Paediatric, single/doublelimb design) Disposable. 1.8m (Complete with Y-piece, Elbow, Catheter mount, Rebreathing bag)
4.5.3 | Anaesthesia circuit (neonatal, single/double limb design) Disposable. 1.8m (Complete with Y-piece, Elbow, Catheter mount, Rebreathing bag)
4.5.4 | Re-breathing circuit complete
4.5.5 | Non-re-breathing circuit complete
4.5.6 | Flow sensor (pack of 2)
4.5.7 | Spirometry line
4.5.8 | Sample line (pack of 10)
4.5.9 | Face masks: sizes 00, 0, 1, 2, 3, 4, 5.
4.5.10 | Bacterial/viral filter
4.5.11 | Y connector
4.5.12 | Manual ventilation hose
4.5.13 | Fresh gas tubing
4.5.14 | Seal for back-up cylinder connection on the unit
4.5.15 | Scavenger tubing (as per institution's scavenging outlet)
4.5.16 | Inspiratory and expiratory unidirectional valves
4.5.17 | Side stream CO2 kit (adult/paed)
4.5.18 | Disposable Adult Spirometry Set complete with spirometry tube, sample line and flow sensor, 3 m, box of 20 pieces
4.5.19 | Disposable Paediatric Spirometry Set complete with spirometry tube, sample line and flow sensor, 3 m, box of 20 pieces
4.5.20 | Gas sample tube with luer lock connection, 3m, disposable (10 pcs)
4.5.21 | Suction Tubing Set inc connector
4.5.22 | Resuscitator Adult, 1500mL, autoclavable, silicone
4.5.23 | Resuscitator Paediatric, 550mL, autoclavable, silicone
4.5.24 | Tubing set Paediatric for circle systems
5 | Warranty (2-year): Year 1 and Year 2
6 | Warranty Entails: A 2-year warranty against poor workmanship and latent defects and parts. This must be all inclusive and include, BUT NOT LIMITED TO, amongst others, ALL PARTS (including Batteries, Flow sensors and Oxygen sensor), Labour, Traveling and Accommodation. The 2-year warranty must also include all quality check, quality assurance requirements, Preventative/Corrective Maintenance/Calibrations, Software updates and upgrades to be included. This 2-year warranty will commence after formal Commissioning and handover of the equipment.
7 | Unit Price(Inclusive of VAT, Standard Accessories & Consumables, and 2-year Warranty) | 417212.69 | 251769 | 487684.39
8 | Post Warranty 5 Year Comprehensive Maintenance
| Year 3 | 18387.78 | 11571 | 2252.12
| Year 4 | 22180.96 | 16068 | 2252.12
| Year 5 | 26680.09 | 13721 | 55663
| Year 6 | 32288.26 | 18972 | 61252.2
| Year 7 | 37851.63 | 16287 | 57397.42
| Total Maintenance Cost: | 137388.72 | 76619 | 178816.86
Maintenance Entails: A Fully Comprehensive 5-year Preventative Maintenance/Service and Corrective Maintenance/Repair contract covering all equipment, hardware and software. This contract would cover, but not be limited to the following: ALL PARTS (including Batteries, Flow sensors and Oxygen sensor), labour, travelling, accommodation, service and repair. The 5-year Maintenance Plan must also include all quality check, quality assurance requirements, calibrations , Software updates and upgrades.This contract will commence after the 2-year warranty period has expired.
9 | Estimated Life-span | 10 Years | 7-10 years | 10 years
# | RT2-01-02
1 | Item Number: RT2-01-02
2 | Item Name: ANAESTHESIA DELIVERY SYSTEM: BASIC WITH INTEGRATED PHYSIOLOGICAL MONITOR
3 | Item Description: The complete anaesthesia workstation shall have (but not be limited to) the following aspects, features and components, as described in the technical specification Annexure E
4 | Suppliers' Name | Medhold Medical (Offer 1) | Medhold Medical (Offer 2) | Respiratory Care Africa (Offer 1) | Ecomed Medical (Offer 2)
4.1 | Make/Brand | GE | GE | Mindray | Boaray 600
4.2 | Model | 9100C NXT | 9100C NXT | Wato EX-30 | 2010
4.3 | Country of Origin | China | China | China | China
4.4 | Monitor: Make/Brand | GE | GE | Mindray | BIOLIGHT
4.5 | Monitor: Model | B105 - Ohmeda SPO2 | B105 - Nellcor SPO2 | EPM12 | Q5 NELCOR
4.6 | Country of Origin | China | China | China | China
4.7 | Lead time | 8 Weeks | 8 Weeks | 6-8 Weeks/Ex stock | 8 Weeks
4.8 | Standard Accessories & Consumables(Starter Pack)
4.8.1 | Re-breathing bag, reusable, rubber
4.8.2 | Reservoir bag
4.8.3 | Pressure limiting valve, adjustable
4.8.4 | Oxygen fuel cell analyser with fuel cell
4.8.5 | Adult & Paediatric volume sensor re-usable
4.8.6 | Water trap for multigas monitor, re-usable (10 pcs.)
4.8.7 | A full set paediatric 3/5 lead ECG cables
4.8.8 | A full set adult 3/5 lead ECG cables
4.8.9 | Reusable paediatric cuffs
4.8.10 | Reusable adult cuffs
4.8.11 | Reusable neonate cuffs
4.8.12 | Reusable obese cuffs
4.8.13 | Air hoses
4.8.14 | Finger sensor for paeds
4.8.15 | Finger sensor for adults
4.8.16 | Earlobe sensor for paeds
4.8.17 | Earlobe sensor for adults
4.8.18 | Finger wrap-around probe for neonates
4.8.19 | Sensor lead
4.8.20 | Two reusable temperature probes
4.8.21 | State the cost and frequency of replacement for the flow sensors.
4.8.22 | State the cost and frequency of replacement for the fuel cell.
4.8.23 | Vaporizer key-fillers (Sevo & Iso)
4.8.24 | Sevoflurane vaporizer
4.8.25 | Isoflurane vaporizer
4.8.26 | Anaesthesia circuit (Adult, single/double limb design) Disposable. 1.8m (Complete with Y-piece, Elbow, Catheter mount, Rebreathing bag)
4.8.27 | Anaesthesia circuit (Paediatric, single/double limb design) Disposable. 1.8m (Complete with Y-piece, Elbow, Catheter mount, Rebreathing bag)
4.8.28 | Anaesthesia circuit (neonatal, single/double limb design) Disposable. 1.8m (Complete with Y-piece, Elbow, Catheter mount, Rebreathing bag)
4.8.29 | Re-breathing circuit complete
4.8.30 | Non-re-breathing circuit complete
4.8.31 | Flow sensor (pack of 2)
4.8.32 | Spirometry line
4.8.33 | Sample line (pack of 10)
4.8.34 | Face masks: sizes 00, 0, 1, 2, 3, 4, 5.
4.8.35 | Bacterial/viral filter
4.8.36 | Y connector
4.8.37 | Manual ventilation hose
4.8.38 | Fresh gas tubing
4.8.39 | Seal for back-up cylinder connection on the unit
4.8.40 | Scavenger tubing (as per institution's scavenging outlet)
4.8.41 | Inspiratory and expiratory unidirectional valves
4.8.42 | Side stream CO2 kit (adult/paed)
4.8.43 | Disposable Adult Spirometry Set complete with spirometry tube, sample line and flow sensor, 3 m, box of 20 pieces
4.8.44 | Disposable Paediatric Spirometry Set complete with spirometry tube, sample line and flow sensor, 3 m, box of 20 pieces
4.8.45 | Gas sample tube with luer lock connection, 3m, disposable (10 pcs)
4.8.46 | Suction Tubing Set inc connector
4.8.47 | Resuscitator Adult, 1500mL, autoclavable, silicone
4.8.48 | Resuscitator Paediatric, 550mL, autoclavable, silicone
4.8.49 | Tubing set Paediatric for circle systems
5 | Warranty (2-year): Year 1 and Year 2
6 | Warranty Entails: A 2-year warranty against poor workmanship and latent defects and parts. This must be all inclusive and include, BUT NOT LIMITED TO, amongst others, ALL PARTS (including Batteries, Flow sensors and Oxygen sensor), Labour, Traveling and Accommodation. The 2-year warranty must also include all quality check, quality assurance requirements, Preventative Maintenance/Calibrations, Software updates and upgrades to be included. This 2-year warranty will commence after formal Commissioning and handover of the equipment.
7 | Unit Price(Inclusive of VAT, Standard Accessories & Consumables, and 2-year Warranty) | 550909.29 | 562842.29 | 387782 | 555038.6327
8 | Post Warranty 5 Year Comprehensive Maintenance
| Year 3 | 25235.42 | 25235.42 | 12160.23 | 26324.75
| Year 4 | 39948.08 | 39948.08 | 23191.65 | 26324.75
| Year 5 | 36326.46 | 36326.46 | 14409.03 | 26324.75
| Year 6 | 44258.35 | 44258.35 | 27239.39 | 26324.75
| Year 7 | 55254.64 | 55254.64 | 17089.34 | 26324.75
| Total Maintenance Cost: | 201022.95 | 201022.95 | 94089.64 | 131623.75
Maintenance Entails: A Fully Comprehensive 5-year Preventative Maintenance/Service and Corrective Maintenance/Repair contract covering all equipment, hardware and software. This contract would cover, but not be limited to the following: ALL PARTS (including Batteries, Flow sensors and Oxygen sensor), labour, travelling, accommodation, service and repair. The 5-year Maintenance Plan must also include all quality check, quality assurance requirements, calibrations , Software updates and upgrades. This contract will commence after the 2-year warranty period has expired.
9 | Estimated Life-span | 10 Years | 10 Years | 7-10 years | 10 Years
# | RT2-01-03
1 | Item Number: RT2-01-03
2 | Item Name: ANAESTHESIA DELIVERY SYSTEM: STANDARD WITHOUT PHYSIOLOGICAL MONITOR
3 | Item Description: Anaesthesia delivery system suitable for neonatal, paediatric and adult anaesthesia
4 | Suppliers' Name | Getinge (Offer 2) | Medhold Medical (Offer 1) | Respiratory Care Africa (Offer 1) | Respiratory Care Africa (Offer 2) | Drager South Africa (Offer 1)
4.1 | Make/Brand | Maquet | GE | Mindray | Mindray | DRAGER
4.2 | Model | Flow C | Carestation 620 | Wato EX35 | Wato EX65 | ATLAN A300
4.3 | Country of Origin | Sweden | China | China | China | Germany
4.4 | Lead time | 9-12 Weeks | 8 Weeks | 6 -9 / Ex Stock | 6 -9 / Ex Stock | 8-14 Weeks
4.5 | Standard Accessories & Consumables(Starter Pack)
4.5.1 | Re-breathing bag, reusable, rubber
4.5.2 | Reservoir bag
4.5.3 | Pressure limiting valve, adjustable
4.5.4 | Oxygen fuel cell analyser
4.5.5 | Flow sensors.
4.5.6 | Fuel cell.
4.5.7 | Vaporizer key-fillers (Sevo, & Iso)
4.5.8 | The unit must be supplied with two vaporizers (one must sevoflurane, the other must be of the choice of the buying institution)
4.5.9 | Anaesthesia circuit (Adult, single/double limb design) Disposable. 1.8m (Complete with Y-piece, Elbow, Catheter mount, Rebreathing bag)
4.5.10 | Anaesthesia circuit (Paediatric, single/double limb design) Disposable. 1.8m (Complete with Y-piece, Elbow, Catheter mount, Rebreathing bag)
4.5.11 | Anaesthesia circuit (neonatal, single/double limb design) Disposable. 1.8m (Complete with Y-piece, Elbow, Catheter mount, Rebreathing bag)
4.5.12 | Re-breathing circuit complete
4.5.13 | Non-re-breathing circuit complete
4.5.14 | Maintenance-free Flow sensor (pack of 2)
4.5.15 | Spirometry line
4.5.16 | Sample line (pack of 10)
4.5.17 | Face masks: sizes 00, 0, 1, 2, 3, 4, 5.
4.5.18 | Bacterial/viral filter
4.5.19 | Y connector
4.5.20 | Manual ventilation hose
4.5.21 | Fresh gas tubing
4.5.22 | Seal for back-up cylinder connection on the unit
4.5.23 | Scavenger tubing
4.5.24 | Inspiratory and expiratory unidirectional valves
4.5.25 | Side stream CO2 kit (adult/paed)
4.5.26 | Disposable Adult Spirometry Set complete with spirometry tube, sample line and flow sensor, 3 m, box of 20 pieces
4.5.27 | Disposable Paediatric Spirometry Set complete with spirometry tube, sample line and flow sensor, 3 m, box of 20 pieces
4.5.28 | Gas sample tube with luer lock connection, 3m, disposable (10 pcs)
4.5.29 | Suction Tubing Set inc connector
4.5.30 | Resuscitator Adult, 1500mL, autoclavable, silicone
4.5.31 | Resuscitator Paediatric, 550mL, autoclavable, silicone
4.5.32 | Tubing set Paediatric for circle systems
5 | Warranty (2-year): Year 1 and Year 2
6 | Warranty Entails: A 2-year warranty against poor workmanship and latent defects and parts. This must be all inclusive and include, BUT NOT LIMITED TO, amongst others, ALL PARTS (including Batteries, Flow sensors and Oxygen sensor), Labour, Traveling and Accommodation. The 2-year warranty must also include all quality check, quality assurance requirements, Preventative Maintenance/Calibrations, Software updates and upgrades to be included. This 2-year warranty will commence after formal Commissioning and handover of the equipment. This 2-year warranty will commence after formal Commissioning and handover of the equipment.
7 | Unit Price (Inclusive of VAT, Standard Accessories & Consumables, and 2-year Warranty) | 732687.27 | 546755.39 | 285578 | 341178 | 488425.05
8 | Post Warranty 5 Year Comprehensive Maintenance
| Year 3 | 25031.96 | 24693.7 | 12160 | 12160 | 30287
| Year 4 | 27284.83 | 50655.02 | 17174 | 17174 | 32104.22
| Year 5 | 29740.47 | 38436.77 | 14409 | 14409 | 34030.47
| Year 6 | 32417.11 | 60175.19 | 20258 | 20258 | 36072.3
| Year 7 | 35334.65 | 54503.47 | 17089 | 17089 | 38236.64
| Total Maintenance Cost: | 149809.02 | 228464.15 | 81090 | 81090 | 170730.63
Maintenance Entails: A Fully Comprehensive 5-year Preventative Maintenance/Service and Corrective Maintenance/Repair contract covering all equipment, hardware and software. This contract would cover, but not be limited to the following: ALL PARTS (including Batteries, Flow sensors and Oxygen sensor), labour, travelling, accommodation, service and repair. The 5-year Maintenance Plan must also include all quality check, quality assurance requirements, calibrations , Software updates and upgrades.This contract will commence after the 2-year warranty period has expired.
9 | Estimated Life-span | 15 Years | 10 Years | 7-10 Years | 7-10 Years | 10 Years
# | RT2-01-04
1 | Item Number: RT2-01-04
2 | Item Name: ANAESTHESIA DELIVERY SYSTEM: STANDARD WITH INTEGRATED PHYSIOLOGICAL MONITOR
3 | Item Description: Anaesthesia delivery system suitable for neonatal, paediatric and adult anaesthesia
4 | Suppliers' Name | Medhold Medical (Offer 4) | Medhold Medical (Offer 8) | Medhold Medical (Offer 9) | Medhold Medical (Offer 10) | Respiratory Care Africa (Offer 1) | Respiratory Care Africa (Offer 2) | Drager South Africa (Offer 1)
4.1 | Make/Brand | GE | GE | GE | GE | Mindray | Mindray | DRAGER
4.2 | Model | Carestation 620 | Carestation 650 | Carestation 650 | Carestation 650 | Wato EX35 | Wato EX65 | ATLAN A300 VISTA 120
4.3 | Country of Origin | China/Finland | China/Finland | China/Finland | China/Finland | China | China | Germany
4.4 | Monitor: Make/Brand | GE | GE | GE | GE | Midray | Midray | DRAGER
4.5 | Monitor: Model | B650 - Nellcor SPO2 | B650 - Nellcor/Masimo SPO2 | B650 - Ohmeda SPO2 | B650 - Nellcor/Masimo SPO2 | EPM 15 | EPM 15 | VISTA 120
4.6 | Country of Origin | China/Finland | China/Finland | China/Finland | China/Finland | China | China | Germany
4.7 | Lead time | 8 Weeks | 8 Weeks | 8 Weeks | 8 Weeks | 6 -9 / Ex Stock | 7 -9 / Ex Stock | 8-14 Weeks
4.8 | Standard Accessories & Consumables(Starter Pack)
4.8.1 | Re-breathing bag, reusable, rubber
4.8.2 | Reservoir bag
4.8.3 | Pressure limiting valve, adjustable
4.8.4 | Oxygen fuel cell analyser with fuel cell
4.8.5 | Adult & Paediatric volume sensor re-usable
4.8.6 | Water trap for multigas monitor, re-usable (10 pcs.)
4.8.7 | A full set paediatric 3/5 lead ECG cables
4.8.8 | A full set adult 3/5 lead ECG cables
4.8.9 | Reusable paediatric cuffs
4.8.10 | Reusable adult cuffs
4.8.11 | Reusable neonate cuffs
4.8.12 | Reusable obese cuffs
4.8.13 | Air hoses
4.8.14 | Finger sensor for paeds
4.8.15 | Finger sensor for adults
4.8.16 | Earlobe sensor for paeds
4.8.17 | Earlobe sensor for adults
4.8.18 | Finger wrap-around probe for neonates
4.8.19 | Sensor lead
4.8.20 | Two reusable temperature probes
4.8.21 | State the cost and frequency of replacement for the flow sensors.
4.8.22 | State the cost and frequency of replacement for the fuel cell.
4.8.23 | Vaporizer key-fillers (Sevo & Iso)
4.8.24 | The unit must be supplied with two vaporizers (1x sevoflurane and 1x Iso)
4.8.25 | Anaesthesia circuit (Adult, single/double limb design) Disposable. 1.8m (Complete with Y-piece, Elbow, Catheter mount, Rebreathing bag)
4.8.26 | Anaesthesia circuit (Paediatric, single/double limb design) Disposable. 1.8m (Complete with Y-piece, Elbow, Catheter mount, Rebreathing bag)
4.8.27 | Anaesthesia circuit (neonatal, single/double limb design) Disposable. 1.8m (Complete with Y-piece, Elbow, Catheter mount, Rebreathing bag)
4.8.28 | Re-breathing circuit complete
4.8.29 | Non-re-breathing circuit complete
4.8.30 | Flow sensor (pack of 2)
4.8.31 | Spirometry line
4.8.32 | Sample line (pack of 10)
4.8.33 | Face masks: sizes 00, 0, 1, 2, 3, 4, 5.
4.8.34 | Bacterial/viral filter
4.8.35 | Y connector
4.8.36 | Manual ventilation hose
4.8.37 | Fresh gas tubing
4.8.38 | Seal for back-up cylinder connection on the unit
4.8.39 | Scavenger tubing (as per institution's scavenging outlet)
4.8.40 | Inspiratory and expiratory unidirectional valves
4.8.41 | Side stream CO2 kit (adult/paed)
4.8.42 | Disposable Adult Spirometry Set complete with spirometry tube, sample line and flow sensor, 3 m, box of 20 pieces
4.8.43 | Disposable Paediatric Spirometry Set complete with spirometry tube, sample line and flow sensor, 3 m, box of 20 pieces
4.8.44 | Gas sample tube with luer lock connection, 3m, disposable (10 pcs)
4.8.45 | Suction Tubing Set inc connector
4.8.46 | Resuscitator Adult, 1500mL, autoclavable, silicone
4.8.47 | Resuscitator Paediatric, 550mL, autoclavable, silicone
4.8.48 | Tubing set Paediatric for circle systems
5 | Warranty (2-year): Year 1 and Year 2
6 | Warranty Entails: A 2-year warranty against poor workmanship and latent defects and parts. This must be all inclusive and include, BUT NOT LIMITED TO, amongst others, ALL PARTS (including Batteries, Flow sensors and Oxygen sensor), Labour, Traveling and Accommodation. The 2-year warranty must also include all quality check, quality assurance requirements, Preventative Maintenance/Calibrations, Software updates and upgrades to be included. This 2-year warranty will commence after formal Commissioning and handover of the equipment.
7 | Unit Price (Inclusive of VAT, Standard Accessories & Consumables, and 2-year Warranty) | 767585.04 | 820923.34 | 877160 | 892057.9 | 420441 | 475978 | 569588.57
8 | Post Warranty 5 Year Comprehensive Maintenance
| Year 3 | 31514.05 | 31514.05 | 31537.03 | 31537.03 | 12160 | 12160 | 36202
| Year 4 | 58277.48 | 58277.48 | 58460.05 | 58460.05 | 23192 | 23192 | 38374.12
| Year 5 | 47138.14 | 47138.14 | 48134.39 | 48134.39 | 14409 | 14409 | 40676.57
| Year 6 | 73368.53 | 73368.53 | 74749.87 | 74749.87 | 27858 | 27239 | 43117.16
| Year 7 | 70819.68 | 70819.68 | 73774.84 | 73774.84 | 17089 | 17089 | 45704.19
| Total Maintenance Cost: | R281,118.11 | R281,118.11 | 286656.18 | 286656.18 | 94708 | 94089 | 204074.04
Maintenance Entails: A Fully Comprehensive 5-year Preventative Maintenance/Service and Corrective Maintenance/Repair contract covering all equipment, hardware and software. This contract would cover, but not be limited to the following: ALL PARTS (including Batteries, Flow sensors and Oxygen sensor), labour, travelling, accommodation, service and repair. The 5-year Maintenance Plan must also include all quality check, quality assurance requirements, calibrations , Software updates and upgrades.This contract will commence after the 2-year warranty period has expired.
9 | Estimated Life-span | 10 Years | 10 Years | 10 Years | 10 Years | 7-10 Years | 7-10 Years | 10 Years
# | RT2-01-05
1 | Item Number: RT2-01-05
2 | Item Name: ANAESTHESIA DELIVERY SYSTEM: ADVANCED WITHOUT INTEGRATED PHYSIOLOGICAL MONITOR
3 | Item Description: An advanced anaesthesia delivery system comprising a completely integrated electronic anaesthesia workstation
| Suppliers' Name | Getinge (Offer 1) | Getinge (Offer 2) | Medhold Medical (Offer 1) | Medhold Medical (Offer 2) | Medhold Medical (Offer 3) | Respiratory Care Africa (Offer 1) | Respiratory Care Africa (Offer 3) | SSEM Mthembu Medical | Drager South Africa (Offer 1) | Drager South Africa (Offer 2) | Drager South Africa (Offer 3)
4.1 | Make/Brand | Maquet | Maquet | GE | GE | GE | Mindray | Mindray | Beijing Aeonmed | DRAGER | DRAGER | DRAGER
4.2 | Model | Flow I C20 | Flow e | CS 650 | Avance CS2 | Aisys CS2 | Wato EX65 Pro | A9 | Aeon 8800A | PERSEUS A500 | ATLAN A350 | ZEUS IE
4.3 | Country of Origin | Sweden | Sweden | China | USA | USA | China | China | China | Germany | Germany | Germany
4.4 | Lead time | 9-12 Weeks | 9-12 Weeks | 8 Weeks | 8 Weeks | 8 Weeks | 7 -9 Weeks / Ex Stock | 8 -9 Weeks / Ex Stock | 8 Weeks | 8-14 Weeks | 8-14 Weeks | 8-14 Weeks
4.5 | Standard Accessories & Consumables(Starter Pack)
4.5.1 | Re-breathing bag, reusable, rubber
4.5.2 | Reservoir bag
4.5.3 | Pressure limiting valve, adjustable
4.5.4 | Adult & Paediatric volume sensor re-usable
4.5.5 | Water trap for multigas monitor, re-usable (10 pcs.)
4.5.6 | Vaporizer key-fillers (Sevo, & other choice below)
4.5.7 | The unit must be supplied with two vaporizers (one must sevoflurane, the other must be of the choice of the buying institution)
4.5.8 | Anaesthesia circuit (Adult, single/double limb design) Disposable. 1.8m (Complete with Y-piece, Elbow, Catheter mount, Rebreathing bag)
4.5.9 | Anaesthesia circuit (Paediatric, single/double limb design) Disposable. 1.8m (Complete with Y-piece, Elbow, Catheter mount, Rebreathing bag)
4.5.10 | Anaesthesia circuit (neonatal, single/double limb design) Disposable. 1.8m (Complete with Y-piece, Elbow, Catheter mount, Rebreathing bag)
4.5.11 | Re-breathing circuit complete
4.5.12 | Non-re-breathing circuit complete
4.5.13 | Flow sensor (pack of 2)
4.5.14 | Spirometry line
4.5.15 | Sample line (pack of 10)
4.5.16 | Face masks: sizes 00, 0, 1, 2, 3, 4, 5.
4.5.17 | Bacterial/viral filter
4.5.18 | Y connector
4.5.19 | Manual ventilation hose
4.5.20 | Fresh gas tubing
4.5.21 | Seal for back-up cylinder connection on the unit
4.5.22 | Scavenger tubing
4.5.23 | Inspiratory and expiratory unidirectional valves
4.5.24 | Side stream CO2 kit (adult/paed)
4.5.25 | Disposable Adult Spirometry Set complete with spirometry tube, sample line and flow sensor, 3 m, box of 20 pieces
4.5.26 | Disposable Paediatric Spirometry Set complete with spirometry tube, sample line and flow sensor, 3 m, box of 20 pieces
4.5.27 | Gas sample tube with luer lock connection, 3m, disposable (10 pcs)
4.5.28 | Suction Tubing Set inc connector
4.5.29 | Resuscitator Adult, 1500mL, autoclavable, silicone
4.5.30 | Resuscitator Paediatric, 550mL, autoclavable, silicone
4.5.31 | Tubing set Paediatric for circle systems
5 | Warranty (2-year): Year 1 and Year 2
6 | Warranty Entails: A 2-year warranty against poor workmanship and latent defects and parts. This must be all inclusive and include, BUT NOT LIMITED TO, amongst others, ALL PARTS (including Batteries, Flow sensors and Oxygen sensor), Labour, Traveling and Accommodation. The 2-year warranty must also include all quality check, quality assurance requirements, Preventative Maintenance/Calibrations, Software updates and upgrades to be included. This 2-year warranty will commence after formal Commissioning and handover of the equipment.
7 | Unit Price (Inclusive of VAT, Standard Accessories & Consumables, and 2-year Warranty) | 1028344.19 | 832627.19 | 707466.91 | 817794.98 | 772802.86 | 446520 | 787818 | 695901.39 | 711353.01 | 645468.39 | 999635.43
8 | Post Warranty 5 Year Comprehensive Maintenance
| Year 3 | 25031.96 | 25031.96 | 24693.7 | 24289.13 | 26529.78 | 11099 | 7396 | 29454.95 | 48153 | 30287 | 65290
| Year 4 | 27284.83 | 27284.83 | 50655.02 | 37962.44 | 42945.37 | 15802 | 12303 | 56479.57 | 51042.18 | 32104.22 | 69207.4
| Year 5 | 29740.47 | 29740.47 | 38436.77 | 34362.57 | 37281.69 | 13172 | 8852 | 29454.95 | 54104.71 | 34030.47 | 73359.84
| Year 6 | 32417.11 | 32417.11 | 60175.19 | 41988.4 | 46616.09 | 18660 | 14575 | 29454.95 | 57350.99 | 36072.3 | 77761.43
| Year 7 | 35334.65 | 35334.65 | 54503.47 | 49016.78 | 55194.8 | 15646 | 10607 | 56479.57 | 60792.05 | 38236.64 | 82427.12
| Total Maintenance Cost: | 149809.02 | 149809.02 | 228464.15 | 187619.32 | 208567.73 | 74379 | 53733 | 201323.99 | 271442.93 | 170730.63 | 368045.79
Maintenance Entails: A Fully Comprehensive 5-year Preventative Maintenance/Service and Corrective Maintenance/Repair contract covering all equipment, hardware and software. This contract would cover, but not be limited to the llowing: ALL PARTS (including Batteries, Flow sensors and Oxygen sensor), labour, travelling, accommodation, service and repair. The 5-year Maintenance Plan must also include all quality check, quality assurance requirements, calibrations , Software updates and upgrades.This contract will commence after the 2-year warranty period has expired.
9 | Estimated Life-span | 15 years | 15 years | 10 Years | 10 Years | 10 Years | 7-10 Years | 7-10 Years | 8 Years | 10 Years | 10 Years | 10 Years
# | RT2-01-06
1 | Item Number: RT2-01-06
2 | Item Name: ANAESTHESIA DELIVERY SYSTEM: ADVANCED WITH INTEGRATED PHYSIOLOGICAL MONITOR
3 | Item Description: An advanced anaesthesia delivery system comprising a completely integrated electronic anaesthesia workstation is required
4 | Suppliers' Name | Medhold Medical (Offer 1) | Medhold Medical (Offer 2) | Medhold Medical (Offer 3) | Medhold Medical (Offer 4) | Medhold Medical (Offer 5) | Medhold Medical (Offer 6) | Medhold Medical (Offer 7) | Medhold Medical (Offer 8) | Medhold Medical (Offer 9) | Respiratory Care Africa (Offer 1) | Respiratory Care Africa (Offer 3) | Drager South Africa (Offer 1) | Drager South Africa (Offer 2) | Drager South Africa (Offer 3)
4.1 | Make/Brand | GE | GE | GE | GE | GE | GE | GE | GE | GE | Mindray | Mindray | DRAGER | DRAGER | DRAGER
4.2 | Model | Carestation 650 | Carestation 650 | Carestation 650 | Avance CS2 | Avance CS2 | Avance CS2 | Aisys CS2 | Aisys CS2 | Aisys CS2 | Wato EX65 Pro | A9 | Perseus A500 | Atlan A350XL | ZEUS IE
4.3 | Country of Origin | China/Finland | China/Finland | China/Finland | USA | USA | USA | USA | USA | USA | China | China | Germany | Germany | Germany
4.4 | Monitor: Make/Brand | GE | GE | GE | GE | GE | GE | GE | GE | GE | Mindray | Mindray | DRAGER | DRAGER | DRAGER
4.5 | Monitor: Model | B650 with PDM(Patient Data Module) - Nellcor | B650 with CS1(Module) - Ohmeda | B650 with Nellcor | B650 with PDM(Patient Data Module) - Nellcor | B650 with CS1(Module) - Ohmeda | B650 with Nellcor | B650 with PDM(Patient Data Module) - Nellcor | B650 with CS1(Module) - Ohmeda | B650 with Nellcor | Benevision N15 | Benevision N15 | INFINTY ACUTE CARE MONITORING SYSTEM | INFINTY ACUTE CARE MONITORING SYSTEM | INFINTY ACUTE CARE MONITORING SYSTEM
4.6 | Country of Origin | China/Finland | China/Finland | China/Finland | USA | USA | USA | USA | USA | USA | China | China | Germany | Germany | Germany
4.7 | Lead time | 8 Weeks | 8 Weeks | 8 Weeks | 8 Weeks | 8 Weeks | 8 Weeks | 8 Weeks | 8 Weeks | 8 Weeks | 10 -9 Weeks / Ex Stock | 10 -9 Weeks / Ex Stock | 8-14 Weeks | 8-14 Weeks | 8-14 Weeks
4.8 | Standard Accessories & Consumables(Starter Pack)
4.8.1 | Re-breathing bag, reusable, rubber
4.8.2 | Reservoir bag
4.8.3 | Pressure limiting valve, adjustable
4.8.4 | Adult & Paediatric volume sensor re-usable
4.8.5 | Water trap for multigas monitor, re-usable (10 pcs.)
4.8.6 | A full set paediatric 3/5 lead ECG cables
4.8.7 | A full set adult 3/5 lead ECG cables
4.8.8 | Reusable paediatric cuffs
4.8.9 | Reusable adult cuffs
4.8.10 | Reusable neonate cuffs
4.8.11 | Reusable obese cuff
4.8.12 | Air hose
4.8.13 | Finger sensor for paeds
4.8.14 | Finger sensor for adults
4.8.15 | Earlobe sensor for paeds
4.8.16 | Earlobe sensor for adults
4.8.17 | Finger wrap-around probe for neonates
4.8.18 | Sensor lead
4.8.19 | Two reusable temperature probes
4.8.20 | Vaporizer key-fillers (Sevo, & Iso)
4.8.21 | The unit must be supplied with two vaporizers (1x sevoflurane, & 1x Iso)
4.8.22 | Anaesthesia circuit (Adult, single/double limb design) Disposable. 1.8m (Complete with Y-piece, Elbow, Catheter mount, Rebreathing bag)
4.8.23 | Anaesthesia circuit (Paediatric, single/double limb design) Disposable. 1.8m (Complete with Y-piece, Elbow, Catheter mount, Rebreathing bag)
4.8.24 | Anaesthesia circuit (neonatal, single/double limb design) Disposable. 1.8m (Complete with Y-piece, Elbow, Catheter mount, Rebreathing bag)
4.8.25 | Re-breathing circuit complete
4.8.26 | Non-re-breathing circuit complete
4.8.27 | Flow sensor (pack of 2)
4.8.28 | Spirometry line
4.8.29 | Sample line (pack of 10)
4.8.30 | Face masks: sizes 00, 0, 1, 2, 3, 4, 5.
4.8.31 | Bacterial/viral filter
4.8.32 | Y connector
4.8.33 | Manual ventilation hose
4.8.34 | Fresh gas tubing
4.8.35 | Seal for back-up cylinder connection on the unit
4.8.36 | Scavenger tubing (as per institution's scavenging outlet)
4.8.37 | Inspiratory and expiratory unidirectional valves
4.8.38 | Side stream CO2 kit (adult/paed)
4.8.39 | Disposable Adult Spirometry Set complete with spirometry tube, sample line and flow sensor, 3 m, box of 20 pieces
4.8.40 | Disposable Paediatric Spirometry Set complete with spirometry tube, sample line and flow sensor, 3 m, box of 20 pieces
4.8.41 | Gas sample tube with luer lock connection, 3m, disposable (10 pcs)
4.8.42 | Suction Tubing Set inc connector
4.8.43 | Resuscitator Adult, 1500mL, autoclavable, silicone
4.8.44 | Resuscitator Paediatric, 550mL, autoclavable, silicone
4.8.45 | Tubing set Paediatric for circle systems
5 | Warranty (2-year): Year 1 and Year 2
6 | Warranty Entails: A 2-year warranty against poor workmanship and latent defects and parts. This must be all inclusive and include, BUT NOT LIMITED TO, amongst others, ALL PARTS (including Batteries, Flow sensors and Oxygen sensor), Labour, Traveling and Accommodation. The 2-year warranty must also include all quality check, quality assurance requirements, Preventative Maintenance/Calibrations, Software updates and upgrades to be included. This 2-year warranty will commence after formal Commissioning and handover of the equipment.
7 | Unit Price (Inclusive of VAT, Standard Accessories & Consumables, and 2-year Warranty) | 866736.93 | 876714.85 | 879506.69 | 986365.72 | 1037823.7 | 1045781.75 | 921646.01 | 967628.85 | 978950.66 | 559525 | 886936 | 873466.76 | 763925.53 | 1087517.64
8 | Post Warranty 5 Year Comprehensive Maintenance
| Year 3 | 31514.05 | 31537.03 | 31537.03 | 31109.47 | 32355.86 | 32518.48 | 32613.95 | 34596.52 | 34749.2 | 11099 | 7396 | 52934 | 37113 | 73244
| Year 4 | 58277.48 | 58277.48 | 58460.05 | 45584.7 | 47091.28 | 47287.53 | 49678.22 | 52073.96 | 52270.46 | 21351 | 16515 | 56111.04 | 39339.78 | 77638.64
| Year 5 | 47138.14 | 48134.39 | 48134.39 | 43063.96 | 45646.95 | 45963.55 | 44908.08 | 48566.09 | 48892.59 | 13172 | 8852 | 59476.64 | 41700.17 | 82296.96
| Year 6 | 73368.53 | 74749.87 | 74749.87 | 55181.99 | 58303.3 | 58685.89 | 57211.63 | 62930.99 | 63313.58 | 25097 | 19462 | 63045.24 | 44202.18 | 87234.78
| Year 7 | 70819.68 | 73774.84 | 73774.84 | 65333.17 | 70647.93 | 71341.77 | 68371.54 | 76826.31 | 77519.84 | 15646 | 10607 | 66827.96 | 46854.31 | 92468.86
| Total Maintenance Cost: | R281,118.11 | R286,656.17 | 286656.18 | 240273.29 | R254,045.30 | 255797.22 | 252783.42 | 274993.87 | 276745.67 | 86365 | 62832 | 298394.88 | 209209.44 | 412883.24
Maintenance Entails: A Fully Comprehensive 5-year Preventative Maintenance/Service and Corrective Maintenance/Repair contract covering all equipment, hardware and software. This contract would cover, but not be limited to the following: ALL PARTS (including Batteries, Flow sensors and Oxygen sensor), labour, travelling, accommodation, service and repair. The 5-year Maintenance Plan must also include all quality check, quality assurance requirements, calibrations , Software updates and upgrades.This contract will commence after the 2-year warranty period has expired.
9 | Estimated Life-span | 10 Years | 10 Years | 10 Years | 10 Years | 10 Years | 10 Years | 10 Years | 10 Years | 10 Years | 7-10 Years | 7-10 Years | 10 Years | 10 Years | 10 Years
# | RT2-01-07
1 | Item Number: RT2-01-07
2 | Item Name: ANAESTHESIA PHYSIOLOGICAL MONITOR
3 | Item Description: The patient monitor must be modular and suitable for use for neonatal, paediatric and adult patients
4 | Suppliers' Name | Medhold Medical (Offer 6) | Medhold Medical (Offer 7) | Medhold Medical (Offer 8) | Medhold Medical (Offer 9) | Medhold Medical (Offer 10) | Medhold Medical (Offer 11) | Respiratory Care Africa (Offer 1) | Respiratory Care Africa (Offer 2) | Respiratory Care Africa (Offer 3) | Respiratory Care Africa (Offer 4) | SSEM mthembu Medical (Offer 2) | Ecomed Medical (Offer 1) | Ecomed Medical (Offer 2) | Ecomed Medical (Offer 3) | Ecomed Medical (Offer 4) | Drager South Africa (Offer 1) | Drager South Africa (Offer 2)
4.1 | Make/Brand | GE | GE | GE | GE | GE | GE | Mindray | Mindray | Mindray | Mindray | Beijing Aeonmed | BIOLIGHT | BIOLIGHT | BIOLIGHT | BIOLIGHT | DRAGER | DRAGER
4.2 | Model | B650 with PDM, Nellcor | B650 with CS1, Ohmeda | B650 with Nellcor | B850 with PDM, Nellco | B850 CS1, Ohmeda | B8501 with CS1, Nellcor | EPM 15 with Sat Tech. | EPM 15 with Nellcor | Benevision N15 with Sat Tech. | Benevision N15 with Nellcor | Caredo F8 | ANYVIEW A8 BLT | ANYVIEWA8 NELCOR | Q7 BLT | Q7 NELLCOR | IACS | VISTA 120
4.3 | Country of Origin | Finland | Finland | Finland | Finland | Finland | Finland | China | China | China | China | China | China | China | China | China | Germany | Germany
4.4 | Lead time | 8 Weeks | 8 Weeks | 8 Weeks | 8 Weeks | 8 Weeks | 8 Weeks | 13 -9 Weeks/ Ex Stock | 13 -9 Weeks/ Ex Stock | 13 -9 Weeks/ Ex Stock | 13 -9 Weeks/ Ex Stock | 8 Weeks | 8 Weeks | 8 Weeks | 8 Weeks | 8 Weeks | 8-14 Weeks | 8-14 Weeks
4.5 | Standard Accessories & Consumables(Starter Pack)
4.5.1 | A full set paediatric 3/5 lead ECG cables
4.5.2 | A full set adult 3/5 lead ECG cables
4.5.3 | Reusable paediatric cuffs
4.5.4 | Reusable adult cuffs
4.5.5 | Reusable neonate cuffs
4.5.6 | Reusable obese cuffs
4.5.7 | Air hose
4.5.8 | Finger sensor for paeds
4.5.9 | Finger sensor for adults
4.5.10 | Earlobe sensor for paeds
4.5.11 | Earlobe sensor for adults
4.5.12 | Finger wrap-around probe for neonates
4.5.13 | Sensor lead
4.5.14 | Two reusable temperature probes
5 | Warranty (2-year): Year 1 and Year 2
6 | Warranty Entails: A 2-year warranty against poor workmanship and latent defects and parts. This must be all inclusive and include, BUT NOT LIMITED TO, amongst others, ALL PARTS (including Batteries, Flow sensors and Oxygen sensor), Labour, Traveling and Accommodation. The 2-year warranty must also include all quality check, quality assurance requirements, Preventative Maintenance/Calibrations, Software updates and upgrades to be included. This 2-year warranty will commence after formal Commissioning and handover of the equipment.
7 | Unit Price (Inclusive of VAT, Standard Accessories & Consumables, and 2-year Warranty) | 181894.53 | 237793.16 | 246871.4 | 220864.01 | 309322.44 | 342706.06 | 63461 | 70160 | 88765 | 95886 | 205240.38 | 78049.15 | 88419.95 | 69819.85 | 76984.12 | 179366.44 | 65502.83
8 | Post Warranty 5 Year Comprehensive Maintenance
| Year 3 | 5758.38 | 7316.37 | 7316.37 | 4961.37 | 6519.37 | 6519.37 | 1536 | 1536.33 | 1536.33 | 1536.33 | 13417.39 | 2802.22 | 2802.22 | 2802.22 | 2802.22 | 13367.28 | 7297
| Year 4 | 6510.4 | 8351.06 | 8351.06 | 5547.29 | 7387.96 | 7387.96 | 9380 | 9380 | 9380 | 9380 | 3895.39 | 2802.22 | 2802.22 | 2802.22 | 2802.22 | 14169.31 | 7734.82
| Year 5 | 7342.83 | 10393.13 | 10393.13 | 6179 | 9229.3 | 9229.3 | 1927 | 1927 | 1927 | 1927 | 13417.39 | 2802.22 | 2802.22 | 2802.22 | 2802.22 | 15019.47 | 8198.91
| Year 6 | 9473.72 | 13098.35 | 13098.35 | 7645.45 | 11270.07 | 11270.07 | 11043 | 11043 | 11043 | 11043 | 3895.39 | 2802.22 | 2802.22 | 2802.22 | 2802.22 | 15920.64 | 8690.85
| Year 7 | 10847.72 | 17640.14 | 17640.14 | 8638.41 | 15430.87 | 15430.87 | 2417 | 2417 | 2417 | 2417 | 13417.39 | 2802.22 | 2802.22 | 2802.22 | 2802.22 | 15920.63 | 8901.01
| Total Maintenance Cost: | 39933.05 | 56799.05 | R56,799.05 | 32971.52 | 49837.57 | 49837.57 | 26303 | 26303.33 | 26303.33 | 26303.33 | 48042.95 | 14011.1 | 14011.1 | 14011.1 | 14011.1 | 74397.33 | 40822.59
Maintenance Entails: A Fully Comprehensive 5-year Preventative Maintenance/Service and Corrective Maintenance/Repair contract covering all equipment, hardware and software. This contract would cover, but not be limited to the following: ALL PARTS (including Batteries, Flow sensors and Oxygen sensor), labour, travelling, accommodation, service and repair. The 5-year Maintenance Plan must also include all quality check, quality assurance requirements, calibrations , Software updates and upgrades.This contract will commence after the 2-year warranty period has expired.
9 | Estimated Life-span | 10 Years | 10 Years | 10 Years | 10 Years | 10 Years | 10 Years | 7-10 Years | 7-10 Years | 7-10 Years | 7-10 Years | 5 Years | 10 Years | 10 Years | 10 Years | 10 Years | 10 Years | 10 Years
# | RT2-01-08
1 | Item Number: RT2-01-08
2 | Item Name: ANAESTHETIC DELIVERY SYSTEM MRI COMPATIBLE, WITHOUT PHYSIOLOGICAL MONITOR
3 | Item Description: An advanced anaesthesia delivery system comprising a completely integrated electronic anaesthesia workstation and can be used in MRI scanner rooms with magnets of 1.5 and 3 Tesla with a field strength between 300-400 gauss.
4 | Suppliers' Name | Drager South Africa
4.1 | Make/Brand | Drager
4.2 | Model | Fabius MRI
4.3 | Country of Origin | Germany
4.4 | Lead time | 8-14 Weeks
4.5 | Standard Accessories & Consumables(Starter Pack)
4.5.1 | A full set of basic accessories for adult/paediatric/neonate must be supplied with the system,appropriate for use in an MRI suite
4.5.2 | List all the consumables required for full operation of the equipment, with prices separately
4.5.3 | All cables to be supplied as per user requirement
4.5.4 | The unit must be supplied with a starter pack for full functionality upon commissioning.
4.5.5 | The unit must be delivered with a set of adult (A), paediatric (P) and neonatal (N) consumables:
4.5.5.1 | Patient circuit (A, P, N) - box of 10 each
4.5.5.2 | Filters (box of 10)
4.5.5.3 | Inflatable reusable face mask (A, P, N) - 3 full set of each
4.5.5.4 | Spirometery (box of 10 at least)
4.5.5.5 | Sampling line (box of 10 atleast)
4.5.5.6 | Flow sensors (box of 10 taleast)
4.5.5.7 | CO2 absorber canister disposable reusable x1 and disposable (box of 10 atleast)
4.5.5.8 | Vaporizer key-fillers (Sevo, & other choice below)
4.5.6 | The unit must be supplied with 2x MRI compatible vaporizers (one must sevoflurane, the other must be of the choice of the buying institution)
4.5.7 | Water traps (box of 10 at least)
5 | Warranty (2-year): Year 1 and Year 2
6 | Warranty Entails: A 2-year warranty against poor workmanship and latent defects and parts. This must be all inclusive and include, BUT NOT LIMITED TO, amongst others, ALL PARTS (including Batteries, Flow sensors and Oxygen sensor), Labour, Traveling and Accommodation. The 2-year warranty must also include all quality check, quality assurance requirements, Preventative Maintenance/Calibrations, Software updates and upgrades to be included. This 2-year warranty will commence after formal Commissioning and handover of the equipment.
7 | Unit Price (Inclusive of VAT, Standard Accessories & Consumables, and 2-year Warranty) | 1292488.66
8 | Post Warranty 5 Year Comprehensive Maintenance
| Year 3 | 51226
| Year 4 | 54299.56
| Year 5 | 57557.53
| Year 6 | 61010.99
| Year 7 | 64671.64
| Total Maintenance Cost: | 288765.72
Maintenance Entails: A Fully Comprehensive 5-year Preventative Maintenance/Service and Corrective Maintenance/Repair contract covering all equipment, hardware and software. This contract would cover, but not be limited to the following: ALL PARTS (including Batteries, Flow sensors and Oxygen sensor), labour, travelling, accommodation, service and repair. The 5-year Maintenance Plan must also include all quality check, quality assurance requirements, calibrations , Software updates and upgrades.This contract will commence after the 2-year warranty period has expired.
9 | Estimated Life-span | 10 Years
# | RT2-01-09
1 | Item Number: RT2-01-09
2 | Item Name: ANAESTHETIC DELIVERY SYSTEM, WITH PHYSIOLOGICAL MONITOR MRI COMPATIBLE
3 | Item Description: An advanced anaesthesia delivery system comprising a completely integrated electronic anaesthesia workstation and can be used in MRI scanner rooms with magnets of 1.5 and 3 Tesla with a field strength between 300-400 gauss with compatible wireless patient monitor.
4 | Suppliers' Name | Drager South Africa
4.1 | Make/Brand | Drager
4.2 | Model | Fabius MRI
4.3 | Country of Origin | Germany
4.4 | Monitor: Make/Brand | Complies Yes/No
4.5 | Monitor: Model | M3
4.6 | Country of Origin | Germany
4.7 | Lead time | 8-14 Weeks
4.8 | Standard Accessories & Consumables(Starter Pack)
4.8.1 | A full set of basic accessories for adult/paediatric/neonate must be supplied with the system,appropriate for use in an MRI suite
4.8.2 | Two reusable temperature probes must be included
4.8.3 | The unit must be supplied with a starter pack for full functionality upon commissioning.
4.8.4 | The unit must be delivered with a set of adult (A), paediatric (P) and neonatal (N) accessories:
4.8.4.1 | Invasive pressure cables compatible with the transducer system available at the institution
4.8.4.2 | SpO2 probe complete (A, P, N) x2
4.8.4.3 | ECG cable complete (A, P, N) x2
4.8.4.4 | Temperature probe x2
4.8.4.5 | NIBP hose and cuff (A, P, N) x2
4.8.4.6 | Patient circuit (A, P, N) - box of 10 each
4.8.4.7 | Filters (box of 10)
4.8.4.8 | Inflatable reusable face mask (A, P, N) - 3 full set of each
4.8.4.9 | Spirometery (box of 10 at least)
4.8.4.10 | Sampling line (box of 10 atleast)
4.8.4.11 | Flow sensors (box of 10 taleast)
4.8.4.12 | CO2 absorber canister disposable reusable x1 and disposable (box of 10 atleast)
4.8.4.13 | Vaporizer key-fillers (Sevo, & other choice below)
4.8.5 | The unit must be supplied with two vaporizers (one must sevoflurane, the other must be of the choice of the buying institution)
4.8.6 | Water traps (box of 10 at least)
5 | Warranty (2-year): Year 1 and Year 2
6 | Warranty Entails: A 2-year warranty against poor workmanship and latent defects and parts. This must be all inclusive and include, BUT NOT LIMITED TO, amongst others, ALL PARTS (including Batteries, Flow sensors and Oxygen sensor), Labour, Traveling and Accommodation. The 2-year warranty must also include all quality check, quality assurance requirements, Preventative Maintenance/Calibrations, Software updates and upgrades to be included. This 2-year warranty will commence after formal Commissioning and handover of the equipment.
7 | Unit Price (Inclusive of VAT, Standard Accessories & Consumables, and 2-year Warranty) | 2041265.64
8 | Post Warranty 5 Year Comprehensive Maintenance
| Year 3 | 57620
| Year 4 | 61077.2
| Year 5 | 64741.83
| Year 6 | 68626.34
| Year 7 | 72743.92
| Total Maintenance Cost: | 324809.29
Maintenance Entails: A Fully Comprehensive 5-year Preventative Maintenance/Service and Corrective Maintenance/Repair contract covering all equipment, hardware and software. This contract would cover, but not be limited to the following: ALL PARTS (including Batteries, Flow sensors and Oxygen sensor), labour, travelling, accommodation, service and repair. The 5-year Maintenance Plan must also include all quality check, quality assurance requirements, calibrations , Software updates and upgrades.This contract will commence after the 2-year warranty period has expired.
9 | Estimated Life-span | 10 Years
# | RT2-01-10
1 | Item Number: RT2-01-10
2 | Item Name: PATIENT MONITOR COMPATIBLE TO MRI, WITH MULTIGAS ANALYSIS
3 | Item Description: Patient physiological haemodynamic monitor compitable with MRI and Anaesthetic workstation
4 | Suppliers' Name | Drager South Africa
4.1 | Make/Brand | TELSA
4.2 | Model | M3
4.3 | Country of Origin | Germany
4.4 | Lead time | 8-14 Weeks
4.5 | Standard Accessories & Consumables(Starter Pack)
4.5.1 | The unit must be supplied with a starter pack for full functionality upon commissioning.
4.5.2 | The unit must be delivered with a set of adult (A), paediatric (P) and neonatal (N) consumables:
4.5.2.1 | SpO2 probe complete (A, P, N) x2
4.5.2.2 | ECG cable complete (A, P, N) x2
4.5.2.3 | Temperature probe x2
4.5.2.4 | NIBP hose and cuff (A, P, N) x2
5 | Warranty (2-year): Year 1 and Year 2
6 | Warranty Entails: A 2-year warranty against poor workmanship and latent defects and parts. This must be all inclusive and include, BUT NOT LIMITED TO, amongst others, ALL PARTS (including Batteries), Labour, Traveling and Accommodation. The 2-year warranty must also include all quality check, quality assurance requirements, Preventative Maintenance/Calibrations, Software updates and upgrades to be included. This 2-year warranty will commence after formal Commissioning and handover of the equipment.
7 | Unit Price (Inclusive of VAT, Standard Accessories & Consumables, and 2-year Warranty) | 998941.27
8 | Post Warranty 5 Year Comprehensive Maintenance
| Year 3 | 21860
| Year 4 | 23171.6
| Year 5 | 24561.89
| Year 6 | 26035.6098
| Year 7 | 27597.7463
| Total Maintenance Cost: | 123226.8461
Maintenance Entails: A Fully Comprehensive 5-year Preventative Maintenance/Service and Corrective Maintenance/Repair contract covering all equipment, hardware and software. This contract would cover, but not be limited to the following: ALL PARTS (including Batteries), labour, travelling, accommodation, service and repair. The 5-year Maintenance Plan must also include all quality check, quality assurance requirements, calibrations , Software updates and upgrades.This contract will commence after the 2-year warranty period has expired.
9 | Estimated Life-span | 10-12 Years
# | RT2-01-11
1 | Item Number: RT2-01-11
2 | Item Name: INTUBATION VIDEO LARYNGOSCOPE
3 | Item Description: A robust video laryngoscopy system to facilitate visualization of the larynx and then tracheal intubation by means of Intubation laryngoscope
4 | Suppliers' Name | Karl Storz | SSEM-Mthembu Medical (Offer 1) | SSEM-Mthembu Medical (Offer 2)
4.1 | Make/Brand | Karl Storz | Hugemed | Hugemed
4.2 | Model | C-Mac Video (8403 ZX) | HMVLRMT | HMVLDMT
4.3 | Country of Origin | Germany | China | China
4.4 | Lead time | 6 Weeks | 4 Weeks | 4 Weeks
4.5 | Standard Accessories & Consumables(Starter Pack)
4.5.1 | Mcgill forceps x1 (size as per End-user's choice)
4.5.2 | 3 x blades (As per clause 3.5 above)
4.5.3 | Guide
4.5.4 | Intubation stylet/introducer
4.5.5 | Acutely bent blade
5 | Warranty (2-year): Year 1 and Year 2
6 | Warranty Entails: A 2-year warranty against poor workmanship and latent defects and parts. This must be all inclusive and include, BUT NOT LIMITED TO, amongst others, ALL PARTS (including Batteries), Labour, Traveling and Accommodation. The 2-year warranty must also include all quality check, quality assurance requirements, Preventative Maintenance/Calibrations, Software updates and upgrades to be included. This 2-year warranty will commence after formal Commissioning and handover of the equipment.
7 | Unit Price (Inclusive of VAT, Standard Accessories & Consumables, and 2-year Warranty) | 272909.35 | 129844.67 | 108203.89
8 | Estimated Life-span | 7-10 Weeks | 10 Years | 10 Years
# | RT2-01-12
1 | Item Number: RT2-01-12
2 | Item Name: INTUBATION VIDEO LARYNGOSCOPE WITH FLEXIBLE BRONCHOSCOPE
3 | Item Description: A robust video laryngoscopy system to facilitate visualization of the larynx and then tracheal intubation by means of an Intubation laryngoscope and / or video flexible bronchoscope.
4 | Suppliers' Name | Karl Storz
4.1 | Make/Brand | Karl Storz
4.2 | Model | C-Mac with Flex Bronchoscope
4.3 | Country of Origin | Germany
4.4 | Lead time | 6 Weeks
4.5 | Standard Accessories & Consumables(Starter Pack)
4.5.1 | mcgyl forceps x1
4.5.2 | guide
4.5.3 | Acutely bent blade
4.5.4 | Flexible bronchoscope size 4 (outer diametre 4mm, length 65cm), if there are any other size available please state.
5 | Warranty (2-year): Year 1 and Year 2
6 | Warranty Entails: A 2-year warranty against poor workmanship and latent defects and parts. This must be all inclusive and include, BUT NOT LIMITED TO, amongst others, ALL PARTS (including Batteries), Labour, Traveling and Accommodation. The 2-year warranty must also include all quality check, quality assurance requirements, Preventative Maintenance/Calibrations, Software updates and upgrades to be included. This 2-year warranty will commence after formal Commissioning and handover of the equipment.
7 | Unit Price (Inclusive of VAT, Standard Accessories & Consumables, and 2-year Warranty) | 450128.68
8 | Estimated Life-span | 7-10 Years
# | RT2-01-13
1 | Item Number: RT2-01-13
2 | Item Name: INTUBATION VIDEO FLEXIBLE BRONCHOSCOPE (WITH DISPORABLE SCOPES)
3 | Item Description: A robust video bronchoscopy system to facilitate visualization of the larynx and the trachea achieving intubation by means of a video flexible, disposable bronchoscope .
4 | Suppliers' Name | Karl Storz | East Coast Medical
4.1 | Make/Brand | Karl Storz | SeeShen
4.2 | Model | C-Mac Five S | BR-1231
4.3 | Country of Origin | China | China
4.4 | Lead time | 6 Weeks | 4-6 Weeks
4.5 | Standard Accessories & Consumables(Starter Pack)
4.5.1 | 3 flexible bronchoscopes as per end user request
5 | Warranty (2-year): Year 1 and Year 2
6 | Warranty Entails: A 2-year warranty against poor workmanship and latent defects and parts. This must be all inclusive and include, BUT NOT LIMITED TO, amongst others, ALL PARTS (including Batteries), Labour, Traveling and Accommodation. The 2-year warranty must also include all quality check, quality assurance requirements, Preventative Maintenance/Calibrations, Software updates and upgrades to be included. This 2-year warranty will commence after formal Commissioning and handover of the equipment.
7 | Unit Price (Inclusive of VAT, Standard Accessories & Consumables, and 2-year Warranty) | 153434.25 | 315918.79
8 | Estimated Life-span | Single Use | Single Use
# | RT2-01-15
1 | Item Number: RT2-01-15
2 | Item Name: SYRINGE DRIVER TCI
3 | Item Description: A programmable infusion pump capable of infusing IVI administration via single channel. Suitable for adult, child, and neonatal infusions
4 | Suppliers' Name | B Braun | Phoenix Neomed
4.1 | Make/Brand | B Braun | MEDCAPTAIN MEDICAL TECHNOLOGY
4.2 | Model | Perfusor space TCI | HP30 TCI
4.3 | Country of Origin | Germany | China
4.4 | Lead time | 6-8 Weeks | 6-8 Weeks
5 | Warranty (2-year): Year 1 and Year 2
6 | Warranty Entails: A 2-year warranty against poor workmanship and latent defects and parts. This must be all inclusive and include, BUT NOT LIMITED TO, amongst others, ALL PARTS (including Batteries), Labour, Traveling and Accommodation. The 2-year warranty must also include all quality check, quality assurance requirements, Preventative Maintenance/Calibrations, Software updates and upgrades to be included. This 2-year warranty will commence after formal Commissioning and handover of the equipment.
7 | Unit Price (Inclusive of VAT, Standard Accessories & Consumables, and 2-year Warranty) | 9500 | 19458.17
8 | Estimated Life-span | 15 Years | 10 Years
# | RT2-01-16
1 | Item Number: RT2-01-16
2 | Item Name: SYRINGE DRIVER PCA
3 | Item Description: A programmable infusion pump capable of administering drugs with patient control
4 | Suppliers' Name | B Braun | Phoenix Neomed
4.1 | Make/Brand | B Braun | Medcaptain Medical Technology
4.2 | Model | Perfusor space PCA | HP-30 PCA
4.3 | Country of Origin | Germany | China
4.4 | Lead time | 6-8 Weeks | 6-8 Weeks
5 | Warranty (2-year): Year 1 and Year 2
6 | Warranty Entails: A 2-year warranty against poor workmanship and latent defects and parts. This must be all inclusive and include, BUT NOT LIMITED TO, amongst others, ALL PARTS (including Batteries), Labour, Traveling and Accommodation. The 2-year warranty must also include all quality check, quality assurance requirements, Preventative Maintenance/Calibrations, Software updates and upgrades to be included. This 2-year warranty will commence after formal Commissioning and handover of the equipment.
7 | Unit Price (Inclusive of VAT, Standard Accessories & Consumables, and 2-year Warranty) | 10500 | 21419.7
8 | Estimated Life-span | 15 Years | 10 Years
# | RT2-01-17
1 | Item Number: RT2-01-17
2 | Item Name: BLOOD/FLUID WARMER
3 | Item Description: A device that raises refrigerated blood or intravenous fluids to a desired temperature.
4 | Suppliers' Name | Ecomed Medical | Duromed (Offer 1) | Class Three Medical Solution
4.1 | Make/Brand | BESTMAN | TAHAT | Biegler
4.2 | Model | BFW -1020 | AMPIR-01 | BW685S
4.3 | Country of Origin | China | Belarus | Austria
4.4 | Lead time | 8 Weeks | 8 Weeks | 2-8 Weeks
4.5 | Standard Accessories & Consumables(Starter Pack)
4.5.1 | Mounting bracket
4.5.2 | A starter pack (pack of 10) of all disposables/accessories (controller, cartridge, cassette, extensions) must be supplied with the unit
4.5.3 | Universal or dedicated sets (Pack of 10)
5 | Warranty (2-year): Year 1 and Year 2
6 | Warranty Entails: A 2-year warranty against poor workmanship and latent defects and parts. This must be all inclusive and include, BUT NOT LIMITED TO, amongst others, ALL PARTS (including Batteries), Labour, Traveling and Accommodation. The 2-year warranty must also include all quality check, quality assurance requirements, Preventative Maintenance/Calibrations, Software updates and upgrades to be included. This 2-year warranty will commence after formal Commissioning and handover of the equipment.
7 | Unit Price (Inclusive of VAT, Standard Accessories & Consumables, and 2-year Warranty) | 34174.44 | 26450 | 54033.89
8 | Post Warranty 5 Year Comprehensive Maintenance
| Year 3 | 1380 | 1150 | 1200
| Year 4 | 1380 | 1150 | 1320
| Year 5 | 1380 | 1150 | 1518
| Year 6 | 1380 | 1150 | 1669.8
| Year 7 | 1380 | 1150 | 1836.78
| Total Maintenance Cost: | 6900 | 5750 | 7544.58
Maintenance Entails: A Fully Comprehensive 5-year Preventative Maintenance/Service and Corrective Maintenance/Repair contract covering all equipment, hardware and software. This contract would cover, but not be limited to the following: ALL PARTS (including Batteries), labour, travelling, accommodation, service and repair. The 5-year Maintenance Plan must also include all quality check, quality assurance requirements, calibrations , Software updates and upgrades.This contract will commence after the 2-year warranty period has expired.
9 | Estimated Life-span | 10 Years | 10 Years | 10 Years
# | RT2-01-18
1 | Item Number: RT2-01-18
2 | Item Name: PATIENT WARMER (FORCED AIR)
3 | Item Description: A temperature management system using forced-air, utilized within a hospital to maintain a patient's core body temperature
4 | Suppliers' Name | Medtronic | BEM Medical
4.1 | Make/Brand | WarmTouch | IOB MEDICAL INC
4.2 | Model | 5016000 | IOB-505
4.3 | Country of Origin | USA | USA
4.4 | Lead time | 2 Weeks | 3-6 Weeks
4.5 | Standard Accessories & Consumables(Starter Pack)
4.5.1 | A starter pack of the following blankets to be provided: 2 x Boxes (10 ea) of full body . (i.e 1 box paeds and 1box adults).
4.5.2 | Mobile stand with at least 4 castors and 2 fitted with brakes. (Complete for mounting the unit securely)
5 | Warranty (2-year): Year 1 and Year 2
6 | Warranty Entails:A 2-year warranty against poor workmanship and latent defects and parts. This must be all inclusive and include, BUT NOT LIMITED TO, amongst others, ALL PARTS (including Batteries), Labour, Traveling and Accommodation. The 2-year warranty must also include all quality check, quality assurance requirements, Preventative Maintenance/Calibrations, Software updates and upgrades to be included. This 2-year warranty will commence after formal Commissioning and handover of the equipment.
7 | Unit Price (Inclusive of VAT, Standard Accessories & Consumables, and 2-year Warranty) | 15393.93 | 23319.83
8 | Estimated Life-span | 10 Years | 10 Years
# | RT2-01-20
1 | Item Number: RT2-01-20
2 | Item Name: NERVE STIMULATOR
3 | Item Description: A device which utilises electrical current to stimulate the nerves for therapeutic/diagnostic purposes
4 | Suppliers' Name | Drager South Africa
4.1 | Make/Brand | Drager
4.2 | Model | IDMED TOFscan
4.3 | Country of Origin | France
4.4 | Lead time | 8-14 Weeks
4.5 | Standard Accessories & Consumables(Starter Pack)
4.5.1 | Electrodes set with crocodile clips or equivalent
4.5.2 | Battery
5 | Warranty (2-year): Year 1 and Year 2
6 | Warranty Entails: A 2-year warranty against poor workmanship and latent defects and parts. This must be all inclusive and include, BUT NOT LIMITED TO, amongst others, ALL PARTS (including Batteries), Labour, Traveling and Accommodation. The 2-year warranty must also include all quality check, quality assurance requirements, Preventative Maintenance/Calibrations, Software updates and upgrades to be included. This 5-year warranty will commence after formal Commissioning and handover of the equipment.
7 | Unit Price (Inclusive of VAT, Standard Accessories & Consumables, and 2-year Warranty) | 44309.14
8 | Estimated Life-span | 10 Years
# | RT2-01-23
1 | Item Number: RT2-01-23
2 | Item Name: ULTRASOUND MACHINE, ANAESTHESIA, POC
3 | Item Description: A machine for superficial vascular and nerve imaging, as well as transthoracic and transabdominal application including appropriate ultrasound probes
4 | Suppliers' Name | Siemens Healthcare (Offer 1) | Respiratory Care Africa (Offer 1) | SSEM-Mthembu Medical (Offer 2) | Axim | Ecomed Medical (Offer 1) | Tecmed Pharma (Offer 1)
4.1 | Make/Brand | Siemens | Mindray | Terason | Sonoscape | General Electric | Canon
4.2 | Model | Acuson P500 | TE7 | 3200T Plus | S9 | Venue Go | Viamo C100
4.3 | Country of Origin | Korea | China | USA | China | USA | Japan
4.4 | Lead time | 8-10 Weeks | 9 Weeks | 4-6 Weeks | 4-12 Weeks | 8 Weeks | 3-8 Weeks
4.5 | Standard Accessories & Consumables(Starter Pack)
4.5.1 | High Frequency Linear Transducer 3-12MHz
4.5.2 | Adult Phased Array Transducer 2-4MHz
5 | Warranty (2-year): Year 1 and Year 2
6 | Warranty Entails: A 2-year warranty against poor workmanship and latent defects and parts. This must be all inclusive and include, BUT NOT LIMITED TO, amongst others, ALL PARTS (including Batteries), Labour, Traveling and Accommodation. The 2-year warranty must also include all quality check, quality assurance requirements, Preventative Maintenance/Calibrations, Software updates and upgrades to be included. This 2-year warranty will commence after formal Commissioning and handover of the equipment.
7 | Unit Price (Inclusive of VAT, Standard Accessories & Consumables, and 2-year Warranty) | 337295 | 425000 | 668947.32 | 385333.46 | 583555.66 | 399766.5
8 | Post Warranty 5 Year Comprehensive Maintenance
| Year 3 | 11040 | 15649 | 0 | 23985.35 | 13249.84 | 21781.73
| Year 4 | 11040 | 1680 | 6428.9 | 25424.47 | 13249.84 | 21781.73
| Year 5 | 11040 | 1882 | 6428.9 | 26949.94 | 13249.84 | 21781.73
| Year 6 | 11040 | 19652 | 6428.9 | 28566.93 | 13249.84 | 21781.73
| Year 7 | 11040 | 2361 | 6428.9 | 30280.95 | 13249.84 | 21781.73
| Total Maintenance Cost: | 55200 | 41224 | 25715.6 | 135207.64 | 66249.2 | 108908.65
Maintenance Entails: A Fully Comprehensive 5-year Preventative Maintenance/Service and Corrective Maintenance/Repair contract covering all equipment, hardware and software. This contract would cover, but not be limited to the following: ALL PARTS (including Batteries), labour, travelling, accommodation, service and repair. The 5-year Maintenance Plan must also include all quality check, quality assurance requirements, calibrations , Software updates and upgrades.This contract will commence after the 2-year warranty period has expired.
9 | Estimated Life-span | 10 Years | 7-10 Years | 10 Years | 10-15 Years | 10 Years | 10 Years

## Cat 1 Replacement Accessories
RT2-2021 SUPPLY, DELIVERY, INSTALLATION, COMMISSIONING AND MAINTENANCE OF MEDICAL EQUIPMENT TO THE STATE FOR THE PERIOD 01 DECEMBER 2021 TO 30 NOVEMBER 2024
RT2-2021 MEDICAL EQUIPMENT CONTRACT PRICING WITH REPLACEMENT ACCESSORIES
CATEGORY 1: ANAESTHESIA EQUIPMENT
# | RT2-01-01
1 | Item Number: RT2-01-01
2 | Item Name: ANAESTHESIA DELIVERY SYSTEM: BASIC WITHOUT PHYSIOLOGICAL MONITOR
4 | Suppliers' Name | Medhold Medical (Offer 1) | Respiratory Care Africa (Offer 1) | Mbuso Medical Supplies
4.1 | Make/Brand | GE | Midray | DAMECA
4.2 | Model | 9100C NXT | Wato EX-30 | AX500
4.3 | Country of Origin | China | China | Denmark
4.4 | Lead time | 6-8 weeks Ex-stock | 6-9 Weeks/7-14days Ex-stock | 4-8 Weeks
5 | Replacement Accessories & Consumables List
RT2-01-01a | Anaesthesia circuit (Adult, single/double limb design) Disposable. 1.8m (Complete with Y-piece, Elbow, Catheter mount, Rebreathing bag) | 1582.01 | 7333.33 | 2252.12
RT2-01-01b | Anaesthesia circuit (Paediatric, single/double limb design) Disposable. 1.8m (Complete with Y-piece, Elbow, Catheter mount, Rebreathing bag) | Not offered | 5866.67 | 2252.12
RT2-01-01c | Anaesthesia circuit (neonatal, single/double limb design) Disposable. 1.8m (Complete with Y-piece, Elbow, Catheter mount, Rebreathing bag) | 7013.56 | 5866.67 | 2252.12
RT2-01-01d | Re-breathing circuit complete | Adult R 6403.36 [x 20] Neonatal R 421.87 | 1613.33 | 2252.12
RT2-01-01e | Non-re-breathing circuit complete | 303.22 | 440 | 2252.12
RT2-01-01f | Flow sensor (pack of 2) | 5650.03 | 4106.67 | 7370.57
RT2-01-01g | Spirometry line | 1239.24 | Not offered | 6142.14
RT2-01-01h | Sample line (pack of 10) | 489.67 | 3373.33 | TBU
RT2-01-01i | Face masks: sizes (00,0,1,2,3,4, 5)- End-user to specify size | 14.49 | 58.67 | TBU
RT2-01-01j | Bacterial/viral filter | 52.26 | 58.67 | TBU
RT2-01-01k | Y connector | Adult R 1 529.27 Paediatric R 2 504.84 | 440 | 4043.57
RT2-01-01l | Manual ventilation hose | 197.75 | 513.33 | 4402.39
RT2-01-01m | Fresh gas tubing | 3173.41 | Integrated | 15601.03
RT2-01-01n | Seal for back-up cylinder connection on the unit | 13.31 | 176 | 12854.3
RT2-01-01o | Scavenger tubing (as per institution's scavenging outlet) | 3173.41 | 2816 | 22521.17
RT2-01-01p | Inspiratory and expiratory unidirectional valves | 330.33 | Integrated | 41971.28
RT2-01-01q | Side stream CO2 kit (adult/paed) | 3164.01 | 5573 | 52208.18
RT2-01-01r | Disposable Adult Spirometry Set complete with spirometry tube, sample line and flow sensor, 3 m, box of 20 pieces | 4972.02 | Not offered | TBU
RT2-01-01s | Disposable Paediatric Spirometry Set complete with spirometry tube, sample line and flow sensor, 3 m, box of 20 pieces | 6011.63 | Not offered | TBU
RT2-01-01t | Gas sample tube with luer lock connection, 3m, disposable (10 pcs) | 489.67 | 3433.33 | TBU
RT2-01-01u | Suction Tubing Set inc connector | Serresa R 2 175.73 Gabler R 3 222.60 | 3373.33 | 3079.44
RT2-01-01v | Resuscitator Adult, 1500mL, autoclavable, silicone | 502.73 | 600 | TBU
RT2-01-01w | Resuscitator Paediatric, 550mL, autoclavable, silicone | 487.91 | 600 | TBU
RT2-01-01x | Tubing set Paediatric for circle systems | 75.33 | 600 | TBU
RT2-01-01y | sevoflurane vaporizer | 45833 | 40800 | 54262.86
RT2-01-01z | Isoflurane vaporizer | 45833 | 40800 | 54262.86
RT2-01-01zz | Desflurane vaporizer | 120899.24 | Not offered | 54262.86
# | RT2-01-02
1 | Item Number: RT2-01-02
2 | Item Name: Anaesthesia Delivery system: Basic with integrated physiological monitor
3 | Item Description:
4 | Bidders' Name | Medhold Medical (Offer 1) | Medhold Medical (Offer 2) | Respiratory Care Africa (Offer 1) | Ecomed Medical ( Option 2)
4.1 | Recommended Level of Care
4.2 | Make/Brand | GE | GE | Mindray | BOARAY 600
4.3 | Model | 9100C NXT | 9100C NXT | Wato EX-30 | 2010
4.4 | Country of Origin | China | China | China | China
4.5 | Monitor: Make/Brand | GE | GE | Mindray | BIOLIGHT
4.6 | Monitor: Model | B105 - Ohmeda SPO2 | B105 - Nellcor SPO2 | EPM12 | Q5 NELCOR
4.7 | Country of Origin | China | China | China | China
4.8 | Lead time | 8 Weeks | 8 Weeks | 6-9 Weeks /7-14 days Ex-stock
5 | Replacement Accessories & Consumables List
RT2-01-02a | A full set paediatric 3/5 lead ECG cable | 2260.01 | 2260.01 | R918.63MDR11501137900: 3 lead) R918.63 (MDR11501137700: 5 lead) | 853.64
RT2-01-02b | A full set adult 3/5 lead ECG cable | 2260.01 | 2260.01 | R918.63 (MDR11501137900: 3 lead) R918.63 (MDR11501137700: 5 lead) | 853.64
RT2-01-02c | Reusable paediatric cuff | 301.33 | 301.33 | R 288.71 (MDR00103012158) R 152,29 (RCA0003BP) | 263.68
RT2-01-02d | Reusable adult cuff | 357.83 | 357.83 | R 320,47 (MDR00103012159) R 152,29 (RCA0004BP) | 263.68
RT2-01-02e | Reusable neonate cuff | 263.67 | 263.67 | R 320,47 (MDR00103012157) R 152,29 (RCA0002BP) | 263.68
RT2-01-02f | Reusable obese cuff | 414.34 | 414.34 | R 288.71 (MDR00103012160) R 304,59 (RCA0005BP) | 263.68
RT2-01-02g | Air hose | 1167.67 | 1167.67 | R 425.47 (MDR62003009688) R 423,04 (RCA0042BP) | 563.8
RT2-01-02h | Finger sensor for paeds | 2071.68 | 2071.68 | R 1 124.00 [MDR512H3079061] R 1 040,67 [RCA0005S] | 1018.83
RT2-01-02i | Finger sensor for adults | 2071.65 | 2071.65 | R 1124 [MDR512F3028263] R 708,40 [RCA0001S] | 958.49
RT2-01-02j | Earlobe sensor for paeds | 1883.34 | 1883.34 | R708.4 | 958.49
RT2-01-02k | Earlobe sensor for adults | 1883.34 | 1883.34 | R 708,40 R1 040,67 [ARABS0222: Earlobe sensor for adults / Paeds] | 958.49
RT2-01-02l | Finger wrap-around probe for neonates | 1035.84 | 1035.84 | 1248.13 | 958.49
RT2-01-02m | Sensor lead | 1318.34 | 1318.34 | R 453.86 [MDR00102042710: Sensor lead] R 541,49 [ RCA0468S: Sensor lead] | 2047.56
RT2-01-02n | Reusable temperature probe | 1280.67 | 1280.67 | R 944,53 [MDR00113037393: Reusable temperature probe (Skin)] R 944,53 [MDR00113037392: Reusable temperature probe (Rectal)] R 856,22 [ RCA0070T: Reusable temperature probe (Rectal)] R 1 082,97 [ RCA0072T Reusable temperature probe (Skin)] | 546.02
# | RT2-01-03
1 | Item Number: RT2-01-03
2 | Item Name: Anaesthesia Delivery system: Standard without physiological monitor
3 | Item Description:
4 | Bidders' Name | Getinge (Offer 2) | Medhold Medical (Offer 1) | Respiratory Care Africa (Offer 1) | Respiratory Care Africa (Offer 2) | Drager Medical (Offer 1)
4.1 | Recommended Level of Care
4.2 | Make/Brand | Maquet | GE | Mindray | Mindray | DRAGER
4.3 | Model | Flow C | Carestation 620 | Wato EX35 | Wato EX65 | ATLAN A300
4.4 | Country of Origin | Sweden | USA | China | China | Germany
4.5 | Lead time | 30-40 days | 6-8 Weeks | 6-9 Weeks /7-14 days Ex-stock | 6-9 Weeks /7-14 days Ex-stock | 2-14 days
5 | Replacement Accessories & Consumables List
RT2-01-03a | Anaesthesia circuit (Adult, single/double limb design) Disposable. 1.8m (Complete with Y-piece, Elbow, Catheter mount, Rebreathing bag) | 4424.54 | 1423.81 | 7333.33 | 7333.33 | R 2528.25 (x 25) R 871.53(x 50)
RT2-01-03b | Anaesthesia circuit (Paediatric, single/double limb design) Disposable. 1.8m (Complete with Y-piece, Elbow, Catheter mount, Rebreathing bag) | 4813.66 | No Offer | 5866.67 | 5866.67 | R 3001,01 (x 25) R 1200,41 (x 50)
RT2-01-03c | Anaesthesia circuit (neonatal, single/double limb design) Disposable. 1.8m (Complete with Y-piece, Elbow, Catheter mount, Rebreathing bag) | 3920.11 | 7013.56 | 5866.67 | 5866.67 | R 3001,01 (x 25) R 1200,41 (x 50)
RT2-01-03d | Re-breathing circuit complete | 4424.54 | Adult [x 20] R 6403.36 Neonatal R 421.87 | R 1 613.33 [Adult] R 1 613.33 [Paed] | R 1 613.33 [Adult] R 1 613.33 [Paed] | 2528.25
RT2-01-03e | Non-re-breathing circuit complete | 2571.28 | 303.22 | 440 | 440 | 1679.11
RT2-01-03f | Flow sensor (pack of 2) | Not offered | 11116.36 | 4106.67 | 4106.67 | 5069.89
RT2-01-03g | Spirometry line | Not offered | 1239.34 | Not offered | Not offered | Not offered
RT2-01-03h | Sample line (pack of 10) | 673.24 | 489.67 | 3373.33 | 3373.33 | 348.08
RT2-01-03i | Face masks: sizes (00,0,1,2,3,4, 5)- End-user to specify size | Size 0 - R 733,18 Size 1 - R 909,92 Size 2 - R 1 014,87 Size 3 - R 2 467,14 Size 4 - R2 703,46 Size 5 - R2 821,56 | 14.49 | Size 0 - R58.67 Size 1 - R58.67 Size 2 - R58.67 Size 3 - R58.67 Size 4 - R58.67 Size 5 - R58.67 | Size 0 - R58.67 Size 1 - R58.67 Size 2 - R58.67 Size 3 - R58.67 Size 4 - R58.67 Size 5 - R58.67 | 813.98
RT2-01-03j | Bacterial/viral filter | 5123.32 | R 52.26 Viral Filter R 32.63 | R58.67(x 25) | R58.67(x 25) | 1036.92
RT2-01-03k | Y connector | Not offered | 1529.27 | 440 | 440 | 706.23
RT2-01-03l | Manual ventilation hose | 22mm - R 537,30 15mm - R 504,63 10mm - R 510,06 | 2504.84 | 513.33 | 513.33 | 1525.17
RT2-01-03m | Fresh gas tubing | Not offered | 3173.41 |  |  | 2528.25
RT2-01-03n | Seal for back-up cylinder connection on the unit | Not offered | 13.31 | 176 | 176 | 78.16
RT2-01-03o | Scavenger tubing (as per institution's scavenging outlet) | Not offered | 3173.41 | 2816 | 2816 | 2191.69
RT2-01-03p | Inspiratory and expiratory unidirectional valves | Not offered | 1234.53 | Not offered | Not offered | R 2083.10 R 1 579.69
RT2-01-03q | Side stream CO2 kit (adult/paed) | 1168.44 | [Box of 10] R 3 164.01 | 6160 | 6160 | Not offered
RT2-01-03r | Disposable Adult Spirometry Set complete with spirometry tube, sample line and flow sensor, 3 m, box of 20 pieces | Not offered | [Box 20] R 4972.02 | Not offered | Not offered | Not offered
RT2-01-03s | Disposable Paediatric Spirometry Set complete with spirometry tube, sample line and flow sensor, 3 m, box of 20 pieces | Not offered | [Pack of 20] R 6 011.63 | Not offered | Not offered | Not offered
RT2-01-03t | Gas sample tube with luer lock connection, 3m, disposable (10 pcs) | 1283.73 | 489.67 | 3373 | 3373 | 348.08
RT2-01-03u | Suction Tubing Set inc connector | Not offered | Serresa R 2175.73 Gabler R 3222.60 | 3433 | 3433 | 17.02
RT2-01-03v | Resuscitator Adult, 1500mL, autoclavable, silicone | Not offered | 502.73 | 801 | 801 | 1519.33
RT2-01-03w | Resuscitator Paediatric, 550mL, autoclavable, silicone | Not offered | 487.91 | 801 | 801 | 1519.33
RT2-01-03x | Tubing set Paediatric for circle systems | Not offered | 75.33 | 600 | 600 | 1664.94
RT2-01-03y | sevoflurane vaporizer | 51710.79 | R45,833.00 | 40800 | 40800 | 39706.57
RT2-01-03z | Isoflurane vaporizer | 51710.79 | R45,833.01 | 40800 | 40800 | 39352.37
RT2-01-03zz | Desflurane vaporizer | 51710.79 | R120,899.24 | 202400 | 202400 | 46150.3
# | RT2-01-04
1 | Item Number: RT2-01-04
2 | Item Name: Anaesthesia Delivery system: Standard with integrated physiological monitor
3 | Item Description:
4 | Bidders' Name | Medhold Medical (Offer 4) | Medhold Medical (Offer 8) | Medhold Medical (Offer 9) | Medhold Medical (Offer 10) | Respiratory Care Africa (Offer 1) | Respiratory Care Africa (Offer 2) | Drager South Africa (Offer 1)
4.1 | Recommended Level of Care
4.2 | Make/Brand | GE | GE | GE | GE | Mindray | Mindray | DRAGER
4.3 | Model | Carestation 650 | Carestation 650 | Carestation 650 | Carestation 650 | Wato EX35 | Wato EX65 | ATLAN A300
4.4 | Country of Origin | China/Finland | China/Finland | China/Finland | China/Finland | China | China | Germany
4.5 | Monitor: Make/Brand | GE | GE | GE | GE | Midray | Midray | DRAGER
4.6 | Monitor: Model | B650 - Nellcor SPO2 | B650 - Nellcor/Masimo SPO2 | B650 - Ohmeda SPO2 | B650 - Nellcor/Masimo SPO2 | EPM 15 | EPM 15 | VISTA 120
4.7 | Country of Origin | China/Finland | China/Finland | China/Finland | China/Finland | China | China | Germany
4.8 | Lead time | 8 Weeks | 8 Weeks | 8 Weeks | 8 Weeks | 6 -9 / Ex Stock | 7 -9 / Ex Stock | 6-8 weeks
5 | Replacement Accessories & Consumables List
RT2-01-04a | A full set paediatric 3/5 lead ECG cable | 2260.01 | 2260.01 | 2260.01 | 2260.01 | R 918.63 [MDR11501137900: 3 lead ECG cable (wires & cable)] R 918.63 [MDR11501137700: 5 lead ECG cable (wires & cable)] | R 918.63 [MDR11501137900: 3 lead ECG cable (wires & cable)] R 918.63 [MDR11501137700: 5 lead ECG cable (wires & cable)] | R 2 101,56 [Dräger ECG Trunk cable 3 lead (2606495)]
RT2-01-04b | A full set adult 3/5 lead ECG cable | 2260.01 | 2260.01 | 2260.01 | 2260.01 | R 918.63 [MDR11501137900: 3 lead ECG cable (wires & cable)] R 918.63 [MDR11501137700: 5 lead ECG cable (wires & cable)] | R 918.63 [MDR11501137900: 3 lead ECG cable (wires & cable)] R 918.63 [MDR11501137700: 5 lead ECG cable (wires & cable)] | R 2 101.56 [Dräger ECG Trunk cable 3 lead (2606495)]
RT2-01-04c | Reusable paediatric cuff | 301.33 | 301.33 | 301.33 | 301.33 | R 320,47 [MDR00103012158] R 152,29 [RCA0003BP] | R 320,47 [MDR00103012158] R 152,29 [RCA0003BP] | 592.44
RT2-01-04d | Reusable adult cuff | 357.83 | 357.83 | 357.83 | 357.83 | R 320,47 [MDR00103012159] R 152,29 [RCA0004BP] | R 320,47 [MDR00103012159] R 152,29 [RCA0004BP] | 683.18
RT2-01-04e | Reusable neonate cuff | 263.67 | 263.67 | 263.67 | 263.67 | R 320,47 [MDR00103012157] R 152,29 [RCA0002BP] | R 320,47 [MDR00103012157] R 152,29 [RCA0002BP] | 520.82
RT2-01-04f | Reusable obese cuff | 414.34 | 414.34 | 414.34 | 414.34 | R 320,47 [ MDR62003009688] R 304,59 [RCA0005BP] | R 320,47 [ MDR62003009688] R 304,59 [RCA0005BP] | 731.21
RT2-01-04g | Air hose | 1167.67 | 1167.67 | 1167.67 | 1167.67 | R 472,27 [MDR00103012160] R 323,04 [ RCA0042BP ] | R 472,27 [MDR00103012160] R 323,04 [ RCA0042BP ] | 1222.24
RT2-01-04h | Finger sensor for paeds | 2071.68 | 2071.68 | 2071.68 | 2071.68 | R 1 248,13 [MDR512F3028263] R 1 040,67 [RCA0005S] | R 1 248,13 [MDR512F3028263] R 1 040,67 [RCA0005S] | 5002.81
RT2-01-04i | Finger sensor for adults | 2071.68 | 2071.68 | 2071.68 | 2071.68 | R 1 248,13 [MDR512H3079061] R 708,40 [RCA0001S] | R 1 248,13 [MDR512H3079061] R 708,40 [RCA0001S] | 4309.86
RT2-01-04j | Earlobe sensor for paeds | R1,883.34 | R1,883.34 | R1,883.34 | R1,883.34 | 708.4 | 708.4 | R 4 309,86 [Covidien ear clip only (MX01005) need MX01004 cable]
RT2-01-04k | Earlobe sensor for adults | 1883.34 | 1883.34 | 1883.34 | 1883.34 | 708.4 | 708.4 | 0
RT2-01-04l | Finger wrap-around probe for neonates | 1035.84 | 1035.84 | 1035.84 | 1035.84 | 1248.13 | 1248.13 | 11262.9
RT2-01-04m | Sensor lead | 1318.34 | 1318.34 | 1318.34 | 1318.34 | R 506,00 [ MDR00102042710] R 541,49 [RCA0468S] | R 506,00 [ MDR00102042710] R 541,49 [RCA0468S] | 6067.6
RT2-01-04n | Reusable temperature probe | 1280.67 | 1280.67 | 1280.67 | 1280.67 | R 944,53 [ MDR00113037393: Reusable temperature probe (Skin)] R 944,53 [MDR00113037392: Reusable temperature probe (Rectal)] R 566,22 [RCA0070T: Reusable temperature probe (Rectal)] R 1 082,97 [RCA0072T: Reusable temperature probe (Skin)] | R 944,53 [ MDR00113037393: Reusable temperature probe (Skin)] R 944,53 [MDR00113037392: Reusable temperature probe (Rectal)] R 566,22 [RCA0070T: Reusable temperature probe (Rectal)] R 1 082,97 [RCA0072T: Reusable temperature probe (Skin)] | 1702.59
Ventilator modes- UPGRADES
RT2-01-04o | Pressure Support with Mandatory Apnoea back-up ventilation | Not offered | Not offered | Not offered | Not offered | 14505.33 | 14505.33 | 28747.99
RT2-01-04p | Volume Controlled Ventilation + SIMV + Pressure Support | Not offered | Not offered | Not offered | Not offered | 0 | 0 | 43121.99
RT2-01-04q | Pressure Control Ventilation + SIMV + Presssure Support | Not offered | Not offered | Not offered | Not offered | 0 | 0 | 9951.23
RT2-01-04r | CPAP | Upgrades: CS600: Pressure control mode suites [R 8 341.86] Spontaneous breathing suites [R 8 341.86] CPAP-PSV Ventilation [R 15 949.21] VCV Cardiac bypass [R 13 095.14] Ecoflow [R 17 313.29] Actyive Scav 30mm [R 14 637.60] Pause Gas [R 4 144.70] VITAL CAPACITY AND CYCLING SOFTWARE OPTION [R 17313.29] | Upgrades: CS600: Pressure control mode suites [R 8 341.86] Spontaneous breathing suites [R 8 341.86] CPAP-PSV Ventilation [R 15 949.21] VCV Cardiac bypass [R 13 095.14] Ecoflow [R 17 313.29] Actyive Scav 30mm [R 14 637.60] Pause Gas [R 4 144.70] VITAL CAPACITY AND CYCLING SOFTWARE OPTION [R 17 313.29] | Upgrades: CS600: Pressure control mode suites [R 8 341.86] Spontaneous breathing suites [R 8 341.86] CPAP-PSV Ventilation [R 15 949.21] VCV Cardiac bypass [R 13 095.14] Ecoflow [R 17 313.29] Actyive Scav 30mm [R 14 637.60] Pause Gas [R 4 144.70] VITAL CAPACITY AND CYCLING SOFTWARE OPTION [R 17 313.29] | Upgrades: CS600: Pressure control mode suites [R 9 268,73] Spontaneous breathing suites [R 9 268,73] CPAP-PSV Ventilation [R 17 721,35] VCV Cardiac bypass [R 14 550,16] Ecoflow [R 19 236,99] Actyive Scav 30mm [R 16 264,00] Pause Gas [R 4 605,29] VITAL CAPACITY AND CYCLING SOFTWARE OPTION [R 19 236,99] | 14505.33 | 14505.33 | 28747.99
# | RT2-01-05
1 | Item Number: RT2-01-05
2 | Item Name: Anaesthesia Delivery system: Advanced without integrated physiological monitor
3 | Item Description:
4 | Bidders' Name | Getinge (offer 1) | Getinge (offer 2) | Medhold Medical (Offer 1) | Medhold Medical (Offer 2) | Medhold Medical (Offer 3) | Respiratory Care Africa (Offer 1) | Respiratory Care Africa (Offer 3) | SSEM-Mthembu Medical | Drager South Africa (Offer 1) | Drager South Africa (Offer 2) | Drager South Africa (Offer 3)
4.1 | Make/Brand | Maquet | Maquet | GE | GE | GE | Mindray | Mindray | Beijing Aeonmed | DRAGER | DRAGER | DRAGER
4.2 | Model | Flow I C20 | Flow e | CS 650 | Avance CS2 | Aisys CS2 | Wato EX65 Pro | A9 | Aeon8800A | PERSEUS A500 | ATLAN A350 | ZEUS IE
4.3 | Country of Origin | Sweden | Sweden | China | USA | USA | China | China | China | Germany | Germany | Germany
4.4 | Lead time | 30-40 days | 30-40 days | 8 Weeks | 8 Weeks | 8 Weeks | 7 -9 / Ex Stock | 8 -9 / Ex Stock |  | 2-14 days | 2-14 days | 2-14 days
5 | Replacement Accessories & Consumables List
RT2-01-05a | Anaesthesia circuit (Adult, single/double limb design) Disposable. 1.8m (Complete with Y-piece, Elbow, Catheter mount, Rebreathing bag) | R 4 424,54 [pack of 20] | R 4 424,54 [pack of 20] | 1423.81 | 1186.51 | 1186.51 | 8433.3333 | 8433.3333 | 193.65 | R 2 528,25 [x 25] R 871,53 [x 50] | R 2 528,25 [x 25] R 871,53 [x 50] | R 2 528,25 [x 25] R 871,53 [x 50]
RT2-01-05b | Anaesthesia circuit (Paediatric, single/double limb design) Disposable. 1.8m (Complete with Y-piece, Elbow, Catheter mount, Rebreathing bag) | R 4 813,66 [pack of 20) | R 4 813,66 [pack of 20) | No Offer | No Offer | No Offer | 6746.6667 | 6746.6667 | 197.86 | R 3001,01 [x 25] R 1 200,41 [x 50] | R 3001,01 [x 25] R 1 200,41 [x 50] | R 3001,01 [x 25] R 1 200,41 [x 50]
RT2-01-05c | Anaesthesia circuit (neonatal, single/double limb design) Disposable. 1.8m (Complete with Y-piece, Elbow, Catheter mount, Rebreathing bag) | R 3 920,11 [pack of 20] | R 3 920,11 [pack of 20] | 7013.56 | 7013.56 | 7013.56 | 6746.6667 | 6746.6667 | 206.46 | R 3001,01 [x 25] R 1200,41 [x 50] | R 3001,01 [x 25] R 1200,41 [x 50] | R 3001,01 [x 25] R 1200,41 [x 50]
RT2-01-05d | Re-breathing circuit complete | R 4 424,54 [pack of 20] | R 4 424,54 [pack of 20] | Adult [x 20] R 6403.36 Neonatal R 421.87 | Adult [x 20] R 6403.36 Neonatal R 421.87 | Adult [x 20] R 6403.36 Neonatal R 421.87 | R 1 855,33 [Adult] R 1 855,33 [Paeds] | R 1 855,33 [Adult] R 1 855,33 [Paeds] | 3697.96 | 2528.25 | 2528.25 | 2528.25
RT2-01-05e | Non-re-breathing circuit complete | R 2 571,28 [pack of 20] | R 2 571,28 [pack of 20] | 303.22 | 303.22 | 303.22 | 506 | 506 | 1008.53 | Not offered | Not offered | Not offered
RT2-01-05f | Flow sensor (pack of 2) | Not offered | Not offered | 5650.03 | 5650.03 | 5650.03 | 4722.6667 | 4722.6667 | Not Offered | 5069.89 | 5069.89 | 5069.89
RT2-01-05g | Spirometry line | Not offered | Not offered | 1239.24 | 1239.24 | 1239.24 | Not offered | Not offered | Not Offered | Not offered | Not offered | Not offered
RT2-01-05h | Sample line (pack of 10) | R 672,19 [pack of 25] | R 672,19 [pack of 25] | 489.67 | 489.67 | 489.67 | 3879.3333 | 3880.3333 | 7059.74 | 348.08 | 348.08 | 348.08
RT2-01-05i | Face masks: sizes (00,0,1,2,3,4, 5)- End-user to specify size | Size 0 [pack of 10] - R 733,18 Size 1 [pack of 10] - R 909,92 Size 2 [pack of 10] - R 1014,87 Size 3 [pack of 10] - R 2 467,14 Size 4 [pack of 10] - R 2 703,46 Size 5 [pack of 10] - R 2 821,56 | Size 0 [pack of 10] - R 733,18 Size 1 [pack of 10] - R 909,92 Size 2 [pack of 10] - R 1014,87 Size 3 [pack of 10] - R 2 467,14 Size 4 [pack of 10] - R 2 703,46 Size 5 [pack of 10] - R 2 821,56 | 14.49 | 14.49 | 14.49 | R 67,47 [Mask.#0] R 67,47 [Mask.#1] R 67,47 [Mask.#2] R 67,47 [Mask.#3] R 67,47 [Mask.#4] R 67,47 [Mask.#5] | R 67,47 [Mask.#0] R 67,47 [Mask.#1] R 67,47 [Mask.#2] R 67,47 [Mask.#3] R 67,47 [Mask.#4] R 67,47 [Mask.#5] | 672.36 | 813.98 | 813.98 | 813.22
RT2-01-05j | Bacterial/viral filter | R 5123,32 [pack of 60] | R 5123,32 [pack of 60] | R 52.26 Viral Filter R 32.63 | R 52.26 Viral Filter R 32.63 | R 52.26 Viral Filter R 32.63 | R 67,47 [x 25] | R 67,47 [x 25] | 134.48 | 1036.96 | 1036.96 | 1036.96
RT2-01-05k | Y connector | Not offered | Not offered | 1529.27 | 1529.27 | 1529.27 | R 506,00 [x 25] | R 506,00 [x 25] | 168.09 | 706.89 | 706.89 | 706.23
RT2-01-05l | Manual ventilation hose | 22mm - R 537,30 15mm - R 504,63 10mm - R 510,06 | 22mm - R 537,30 15mm - R 504,63 10mm - R 510,06 | 2504.84 | 2504.84 | 2504.84 | 590.3333 | 591.3333 | Not Offered | 1525.17 | 1525.17 | 1525.17
RT2-01-05m | Fresh gas tubing | Not offered | Not offered | 3173.41 | 3173.41 | 3173.41 | Not offered | Not offered |  | 2528.25 | 2528.25 | 2528.25
RT2-01-05n | Seal for back-up cylinder connection on the unit | Not offered | Not offered | 13.31 | 13.31 | 13.31 | 202.4 | 202.4 | 67.24 | 78.16 | 78.16 | 78.16
RT2-01-05o | Scavenger tubing (as per institution's scavenging outlet) | Not offered | Not offered | 3173.41 | 3173.41 | 3173.41 | 3238.4 | 3238.4 | Included in AGSS | 2191.73 | 2191.73 | 2191.73
RT2-01-05p | Inspiratory and expiratory unidirectional valves | Not offered | Not offered | 1234.53 | 1234.53 | 1234.53 | Not offered | Not offered | 201.7 | R 1 731,58 R 1 718,57 | R 1 731,58 R 1 718,58 | R 1 731,58 R 1 718,59
RT2-01-05q | Side stream CO2 kit (adult/paed) | R 1 167,39 [pack of 25] | R 1 167,39 [pack of 25] | [Box of 10] R 3164.01 | [Box of 10] R 3164.01 | [Box of 10] R 3164.01 | 7084 | 7084 | 840.45 | Not offered | Not offered | Not offered
RT2-01-05r | Disposable Adult Spirometry Set complete with spirometry tube, sample line and flow sensor, 3 m, box of 20 pieces | Not offered | Not offered | [Box 20] R 4972.02 | [Box 20] R 4972.02 | [Box 20] R 4972.02 | Not offered | Not offered | Not offered | Not offered | Not offered | Not offered
RT2-01-05s | Disposable Paediatric Spirometry Set complete with spirometry tube, sample line and flow sensor, 3 m, box of 20 pieces | Not offered | Not offered | [Pack of 20] R 6 011.63 | [Pack of 20] R 6 011.63 | [Pack of 20] R 6 011.63 | Not offered | Not offered | Not offered | Not offered | Not offered | Not offered
RT2-01-05t | Gas sample tube with luer lock connection, 3m, disposable (10 pcs) | R 1 282,68 [pack of 20] | R 1 282,68 [pack of 20] | [Pack of 10] R 544,06 | [Pack of 10] R 544,06 | [Pack of 10] R 544,06 | 3879.3333 | 3879.3333 | 7059.74 | 348.08 | 348.08 | 348.08
RT2-01-05u | Suction Tubing Set inc connector | Not offered | Not offered | Serresa R 2 417,48 Gabler R 3 580,67 | Serresa R 2 417,48 Gabler R 3 580,67 | Serresa R 2 417,48 Gabler R 3 580,67 | 3948.3333 | 3948.3333 | Not offered | R 1 741,86 [x 25] | R 1 741,86 [x 25] | R 1 741,86 [x 25]
RT2-01-05v | Resuscitator Adult, 1500mL, autoclavable, silicone | Not offered | Not offered | 502.73 | 502.73 | 502.73 | 920.92 | 920.92 | 642.38 | 1519.33 | 1519.33 | 1519.33
RT2-01-05w | Resuscitator Paediatric, 550mL, autoclavable, silicone | Not offered | Not offered | 487.91 | 487.91 | 487.91 | 920.92 | 920.92 | 642.38 | 1519.33 | 1519.33 | 1519.33
RT2-01-05x | Tubing set Paediatric for circle systems | Not offered | Not offered | 75.33 | 75.33 | 75.33 | 690 | 690 | Not offered | R 166,39 [x 25] | R 166,39 [x 25] | R 166,39 [x 25]
RT2-01-05y | sevoflurane vaporizer | 51710.79 | 51710.79 | 45833 | 45833 | 45833 | 46920 | 67466.67 | 32609.31 | 58088.23 | 58088.23 | 58088.23
RT2-01-05z | Isoflurane vaporizer | 51710.79 | 51710.79 | 45833 | 45833 | 45833 | 46920 | 67466.67 | 32609.31 | 58088.23 | 58088.23 | 58088.23
RT2-01-05aa | Desflurane vaporizer | 51710.79 | 51710.79 | 120899.24 | 120899.24 | 120899.24 | 202400 | 67466.67 | Not offered | 78195.26 | 78195.26 | 78195.26
# | RT2-01-06
1 | Item Number: RT2-01-06
2 | Item Name: Anaesthesia Delivery system: Advanced with integrated physiological monitor
3 | Item Description:
4 | Bidders' Name | Medhold Medical (Offer 1) | Medhold Medical (Offer 2) | Medhold Medical (Offer 3) | Medhold Medical (Offer 4) | Medhold Medical (Offer 5) | Medhold Medical (Offer 6) | Medhold Medical (Offer 7) | Medhold Medical (Offer 8) | Medhold Medical (Offer 9) | Respiratory Care Africa (Offer 1) | Respiratory Care Africa (Offer 3) | Drager South Africa (Offer 1) | Drager South Africa (Offer 2) | Drager South Africa (Offer 3)
4.1 | Make/Brand | GE | GE | GE | GE | GE | GE | GE | GE | GE | Mindray | Mindray | DRAGER | DRAGER | DRAGER
4.2 | Model | Carestation 650 | Carestation 650 | Carestation 650 | Avance CS2 | Avance CS2 | Avance CS2 | Aisys CS2 | Aisys CS2 | Aisys CS2 | Wato EX65 Pro | A9 | Perseus A500 | Atlan A350XL | ZEUS IE
4.3 | Country of Origin | China/Finland | China/Finland | China/Finland | USA | USA | USA | USA | USA | USA | China | China | Germany | Germany | Germany
4.4 | Monitor: Make/Brand | GE | GE | GE | GE | GE | GE | GE | GE | GE | Mindray | Mindray | DRAGER | DRAGER | DRAGER
4.5 | Monitor: Model | B650 with PDM | B650 with CS1 | B650 with Nellcor | B650 | B650 | B650 | B650 | B650 with CS1 | B650 CS1 | Benevision N15 | Benevision N15 | INFINTY ACUTE CARE MONITORING SYSTEM | INFINTY ACUTE CARE MONITORING SYSTEM | INFINTY ACUTE CARE MONITORING SYSTEM
4.6 | Country of Origin | China/Finland | China/Finland | China/Finland | USA | USA | USA | USA | USA | USA | China | China | Germany | Germany | Germany
4.7 | Lead time | 8 Weeks | 8 Weeks | 8 Weeks | 8 Weeks | 8 Weeks | 8 Weeks | 8 Weeks | 8 Weeks | 8 Weeks | 9-12 Weeks | 9-12 Weeks | 2-14 days | 2-14 days | 2-14 days
5 | Replacement Accessories & Consumables List
RT2-01-06a | A full set paediatric 3/5 lead ECG cable | 2260.01 | 2260.01 | 2260.01 | 2260.01 | 2260.01 | 2260.01 | 2260.01 | 2260.01 | 2260.01 | R 918.63 [MDR11501137900: A full set Adult / paed 3 lead ECG cable (wires & cable)] R 918.63 [MDR11501137700: A full set Adult / paed 5 lead ECG cable (wires & cable)] | R 918.63 [MDR11501137900: A full set Adult / paed 3 lead ECG cable (wires & cable)] R 918.63 [MDR11501137700: A full set Adult / paed 5 lead ECG cable (wires & cable)] | 3505.18 | 3505.18 | 3505.18
RT2-01-06b | A full set adult 3/5 lead ECG cable | 2260.01 | 2260.01 | 2260.01 | 2260.01 | 2260.01 | 2260.01 | 2260.01 | 2260.01 | 2260.01 | R 918.63 [MDR11501137900: A full set Adult / adul 3 lead ECG cable (wires & cable)] R 918.63 [MDR11501137700: A full set Adult / adul 5 lead ECG cable (wires & cable)] | R 918.63 [MDR11501137900: A full set Adult / adul 3 lead ECG cable (wires & cable)] R 918.63 [MDR11501137700: A full set Adult / adul 5 lead ECG cable (wires & cable)] | 3505.18 | 3505.18 | 3505.18
RT2-01-06c | Reusable paediatric cuff | 301.33 | 301.33 | 301.33 | 301.33 | 301.33 | 301.33 | 301.33 | 301.33 | 301.33 | R 288.71 [MDR00103012158] R 152,29 [RCA0003BP] | R 288.71 [MDR00103012158] R 152,29 [RCA0003BP] | 384.9 | 384.9 | 384.9
RT2-01-06d | Reusable adult cuff | 357.83 | 357.83 | 357.83 | 357.83 | 357.83 | 357.83 | 357.83 | 357.83 | 357.83 | R 288.71 [MDR00103012159] R 304,59 [RCA0004BP] | R 288.71 [MDR00103012159] R 304,59 [RCA0004BP] | 507.23 | 507.23 | 507.23
RT2-01-06e | Reusable neonate cuff | 263.67 | 263.67 | 263.67 | 263.67 | 263.67 | 263.67 | 263.67 | 263.67 | 263.67 | R 288.71 [MDR00103012157] R 152,29 [RCA0002BP] | R 288.71 [MDR00103012157] R 152,29 [RCA0002BP] | 384.9 | 384.9 | 384.9
RT2-01-06f | Reusable obese cuff | 414.34 | 414.34 | 414.34 | 414.34 | 414.34 | 414.34 | 414.34 | 414.34 | 414.34 | R 288.71 [MDR00103012160] R 304,59 [RCA0005BP] | R 288.71 [MDR00103012160] R 304,59 [RCA0005BP] | 535.43 | 535.43 | 535.43
RT2-01-06g | Air hose | 1167.67 | 1167.67 | 1167.67 | 1167.67 | 1167.67 | 1167.67 | 1167.67 | 1167.67 | 1167.67 | R 425.47 [MDR62003009688] R 423,04 [RCA0042BP] | R 425.47 [MDR62003009688] R 423,04 [RCA0042BP] | 871.23 | 871.23 | 871.23
RT2-01-06h | Finger sensor for paeds | R 3279.84 | 2071.68 | R 3279.84 | R 3279.84 | 2071.68 | 2071.68 | 2071.68 | 2071.68 | 2071.68 | R 1 248,13 [MDR512F3028263] R 937.54 [RCA0001S] | R 1 248,13 [MDR512F3028263] R 937.54 [RCA0001S] | 498.62 | 498.62 | 498.62
RT2-01-06i | Finger sensor for adults | R 2593.18 | 2071.68 | R 2593.18 | R 2593.18 | 2071.68 | 2071.68 | 2071.68 | 2071.68 | 2071.68 | R 1 248,13 [MDR512H3079061] R 638.00 [RCA0005S] | R 1 248,13 [MDR512H3079061] R 638.00 [RCA0005S] | 4309.85 | 4309.85 | 4309.85
RT2-01-06j | Earlobe sensor for paeds | R 3279.84 | 1883.34 | R 3279.84 | R 3279.84 | 1883.34 | 1883.34 | 1883.34 | 1883.34 | 1883.34 | 708.4 | 708.4 | 11262.9 | 11262.9 | 11262.9
RT2-01-06k | Earlobe sensor for adults | R556.58 | 1883.34 | R556.58 | R556.58 | 1883.34 | 1883.34 | 1883.34 | 1883.34 | 1883.34 | 1040.67 | 1040.67 | 11262.9 | 11262.9 | 11262.9
RT2-01-06l | Finger wrap-around probe for neonates | R 3279.84 | 1035.84 | R 3279.84 | R 3279.84 | 1035.84 | 1035.84 | 1035.84 | 1035.84 | 1035.84 | 1248.13 | 1248.13 | R 11 262,90 [x 24] | R 11 262,90 [x 24] | R 11 262,90 [x 24]
RT2-01-06m | Sensor lead | R 2015.18 | 1318.34 | R 2015.18 | R 2015.18 | 1318.34 | 1318.34 | 1318.34 | 1318.34 | 1318.34 | R 506,00 [MDR00102042710] R 541,49 [RCA0468S] Additional SPO2 Accessories: R 1 872,20 [MDR06513077014: Adult SPO2 Sensor & cable complete] R 1 099,89 [RCA0369S: Adult SPO2 Sensor & cable complete] R 985,66 [ARAB0121SD: Neonatal/Adult Single Use SpO2 Sensor Plaster (5/pkt)] R 985,66 [ARAB0120SD: Infant Single Use SpO2 Sensor Plaster (5/pkt)] | R 506,00 [MDR00102042710] R 541,49 [RCA0468S] Additional SPO2 Accessories: R 1 872,20 [MDR06513077014: Adult SPO2 Sensor & cable complete] R 1 099,89 [RCA0369S: Adult SPO2 Sensor & cable complete] R 985,66 [ARAB0121SD: Neonatal/Adult Single Use SpO2 Sensor Plaster (5/pkt)] R 985,66 [ARAB0120SD: Infant Single Use SpO2 Sensor Plaster (5/pkt)] | 6067.6 | 6067.6 | 6067.6
RT2-01-06n | Reusable temperature probe | 1280.67 | 1280.67 | 1280.67 | 1280.67 | 1280.67 | 1280.67 | 1280.67 | 1280.67 | 1280.67 | R 850.93 [MDR00113037393 Reusable temperature probe (Skin)] R 944,53 [MDR00113037392 Reusable temperature probe (Rectal)] R 856,22 [RCA0070T Reusable temperature probe (Rectal)] R 1 082,97 [ RCA0072T Reusable temperature probe (Skin)] Additional Accessories: R 4 722,67 [MDR11504302400: DRYLINE II watertrap, Adu/Ped, 10pcs/box] | R 850.93 [MDR00113037393 Reusable temperature probe (Skin)] R 944,53 [MDR00113037392 Reusable temperature probe (Rectal)] R 856,22 [RCA0070T Reusable temperature probe (Rectal)] R 1 082,97 [ RCA0072T Reusable temperature probe (Skin)] Additional Accessories: R 4 722,67 [MDR11504302400: DRYLINE II watertrap, Adu/Ped, 10pcs/box] | 2613.71 | 2613.71 | 2613.71
UPGRADES
RT2-01-06p | Auxilliary Delivery System | Not offered | Not offered | Not offered | Not offered | Not offered | Not offered | Not offered | Not offered | Not offered | Not offered | Not offered | Not offered | Not offered | Not offered
RT2-01-06q | Neuromuscular transmission monitoring | R 36455.85 [NeuroMuscular Transmission Module, E-NMT-01, EnglishMeasures Relaxation level by NeuroMuscular Transmission.Provides Train-Of-Four (TOF), Double Burst Stimulation (DBS), Single Twitch (ST) stimualtion modes as well as Tetanic stimulation and Post Tetanic Count (PTC) and plexus stimulation (nerve locator).Can be used with ElectroSensor (5 leads) or MechanoSensor with easy to attach piezoelectric sensor (Adult and pediatric sensors available).Provides automatic baseline (supramaximal) calibration and automatic measurements at user-selected intervals.] R 6323.11 [E-NMT Sensor Cable, 3.3 m/11ft. Use only with E-NMT Sensors.] R 2 682.53 [E-NMT Regional Block Adapter, cable 0.5 m/1.5 ft. Requires E-NMT Sensor Cable.Requires regional block needle with electroneurostimulationport with alligator clip or female banana connector or2 mm male connector.] R 5 003,14 [E-NMT MechanoSensor, cable 0.3 m/1 ft. Requires E-NMT Sensor Cable.] R 6 741,82 [E-NMT Pediatric MechanoSensor, cable 0.3 m/1 ft. Requires E-NMT Sensor Cable.] R 496,77 [Package of 30 electrodes] | R 36455.85 [NeuroMuscular Transmission Module, E-NMT-01, EnglishMeasures Relaxation level by NeuroMuscular Transmission.Provides Train-Of-Four (TOF), Double Burst Stimulation (DBS), Single Twitch (ST) stimualtion modes as well as Tetanic stimulation and Post Tetanic Count (PTC) and plexus stimulation (nerve locator).Can be used with ElectroSensor (5 leads) or MechanoSensor with easy to attach piezoelectric sensor (Adult and pediatric sensors available).Provides automatic baseline (supramaximal) calibration and automatic measurements at user-selected intervals.] R 6323.11 [E-NMT Sensor Cable, 3.3 m/11ft. Use only with E-NMT Sensors.] R 2 682.53 [E-NMT Regional Block Adapter, cable 0.5 m/1.5 ft. Requires E-NMT Sensor Cable.Requires regional block needle with electroneurostimulationport with alligator clip or female banana connector or2 mm male connector.] R 5 003,14 [E-NMT MechanoSensor, cable 0.3 m/1 ft. Requires E-NMT Sensor Cable.] R 6 741,82 [E-NMT Pediatric MechanoSensor, cable 0.3 m/1 ft. Requires E-NMT Sensor Cable.] R 496,77 [Package of 30 electrodes] | R 36455.85 [NeuroMuscular Transmission Module, E-NMT-01, EnglishMeasures Relaxation level by NeuroMuscular Transmission.Provides Train-Of-Four (TOF), Double Burst Stimulation (DBS), Single Twitch (ST) stimualtion modes as well as Tetanic stimulation and Post Tetanic Count (PTC) and plexus stimulation (nerve locator).Can be used with ElectroSensor (5 leads) or MechanoSensor with easy to attach piezoelectric sensor (Adult and pediatric sensors available).Provides automatic baseline (supramaximal) calibration and automatic measurements at user-selected intervals.] R 6323.11 [E-NMT Sensor Cable, 3.3 m/11ft. Use only with E-NMT Sensors.] R 2 682.53 [E-NMT Regional Block Adapter, cable 0.5 m/1.5 ft. Requires E-NMT Sensor Cable.Requires regional block needle with electroneurostimulationport with alligator clip or female banana connector or2 mm male connector.] R 5 003,14 [E-NMT MechanoSensor, cable 0.3 m/1 ft. Requires E-NMT Sensor Cable.] R 6 741,82 [E-NMT Pediatric MechanoSensor, cable 0.3 m/1 ft. Requires E-NMT Sensor Cable.] R 496,77 [Package of 30 electrodes] | R 36455.85 [NeuroMuscular Transmission Module, E-NMT-01, EnglishMeasures Relaxation level by NeuroMuscular Transmission.Provides Train-Of-Four (TOF), Double Burst Stimulation (DBS), Single Twitch (ST) stimualtion modes as well as Tetanic stimulation and Post Tetanic Count (PTC) and plexus stimulation (nerve locator).Can be used with ElectroSensor (5 leads) or MechanoSensor with easy to attach piezoelectric sensor (Adult and pediatric sensors available).Provides automatic baseline (supramaximal) calibration and automatic measurements at user-selected intervals.] R 6323.11 [E-NMT Sensor Cable, 3.3 m/11ft. Use only with E-NMT Sensors.] R 2 682.53 [E-NMT Regional Block Adapter, cable 0.5 m/1.5 ft. Requires E-NMT Sensor Cable.Requires regional block needle with electroneurostimulationport with alligator clip or female banana connector or2 mm male connector.] R 5 003,14 [E-NMT MechanoSensor, cable 0.3 m/1 ft. Requires E-NMT Sensor Cable.] R 6 741,82 [E-NMT Pediatric MechanoSensor, cable 0.3 m/1 ft. Requires E-NMT Sensor Cable.] R 496,77 [Package of 30 electrodes] | R 36455.85 [NeuroMuscular Transmission Module, E-NMT-01, EnglishMeasures Relaxation level by NeuroMuscular Transmission.Provides Train-Of-Four (TOF), Double Burst Stimulation (DBS), Single Twitch (ST) stimualtion modes as well as Tetanic stimulation and Post Tetanic Count (PTC) and plexus stimulation (nerve locator).Can be used with ElectroSensor (5 leads) or MechanoSensor with easy to attach piezoelectric sensor (Adult and pediatric sensors available).Provides automatic baseline (supramaximal) calibration and automatic measurements at user-selected intervals.] R 6323.11 [E-NMT Sensor Cable, 3.3 m/11ft. Use only with E-NMT Sensors.] R 2 682.53 [E-NMT Regional Block Adapter, cable 0.5 m/1.5 ft. Requires E-NMT Sensor Cable.Requires regional block needle with electroneurostimulationport with alligator clip or female banana connector or2 mm male connector.] R 5 003,14 [E-NMT MechanoSensor, cable 0.3 m/1 ft. Requires E-NMT Sensor Cable.] R 6 741,82 [E-NMT Pediatric MechanoSensor, cable 0.3 m/1 ft. Requires E-NMT Sensor Cable.] R 496,77 [Package of 30 electrodes] | R 36455.85 [NeuroMuscular Transmission Module, E-NMT-01, EnglishMeasures Relaxation level by NeuroMuscular Transmission.Provides Train-Of-Four (TOF), Double Burst Stimulation (DBS), Single Twitch (ST) stimualtion modes as well as Tetanic stimulation and Post Tetanic Count (PTC) and plexus stimulation (nerve locator).Can be used with ElectroSensor (5 leads) or MechanoSensor with easy to attach piezoelectric sensor (Adult and pediatric sensors available).Provides automatic baseline (supramaximal) calibration and automatic measurements at user-selected intervals.] R 6323.11 [E-NMT Sensor Cable, 3.3 m/11ft. Use only with E-NMT Sensors.] R 2 682.53 [E-NMT Regional Block Adapter, cable 0.5 m/1.5 ft. Requires E-NMT Sensor Cable.Requires regional block needle with electroneurostimulationport with alligator clip or female banana connector or2 mm male connector.] R 5 003,14 [E-NMT MechanoSensor, cable 0.3 m/1 ft. Requires E-NMT Sensor Cable.] R 6 741,82 [E-NMT Pediatric MechanoSensor, cable 0.3 m/1 ft. Requires E-NMT Sensor Cable.] R 496,77 [Package of 30 electrodes] | R 36455.85 [NeuroMuscular Transmission Module, E-NMT-01, EnglishMeasures Relaxation level by NeuroMuscular Transmission.Provides Train-Of-Four (TOF), Double Burst Stimulation (DBS), Single Twitch (ST) stimualtion modes as well as Tetanic stimulation and Post Tetanic Count (PTC) and plexus stimulation (nerve locator).Can be used with ElectroSensor (5 leads) or MechanoSensor with easy to attach piezoelectric sensor (Adult and pediatric sensors available).Provides automatic baseline (supramaximal) calibration and automatic measurements at user-selected intervals.] R 6323.11 [E-NMT Sensor Cable, 3.3 m/11ft. Use only with E-NMT Sensors.] R 2 682.53 [E-NMT Regional Block Adapter, cable 0.5 m/1.5 ft. Requires E-NMT Sensor Cable.Requires regional block needle with electroneurostimulationport with alligator clip or female banana connector or2 mm male connector.] R 5 003,14 [E-NMT MechanoSensor, cable 0.3 m/1 ft. Requires E-NMT Sensor Cable.] R 6 741,82 [E-NMT Pediatric MechanoSensor, cable 0.3 m/1 ft. Requires E-NMT Sensor Cable.] R 496,77 [Package of 30 electrodes] | R 36455.85 [NeuroMuscular Transmission Module, E-NMT-01, EnglishMeasures Relaxation level by NeuroMuscular Transmission.Provides Train-Of-Four (TOF), Double Burst Stimulation (DBS), Single Twitch (ST) stimualtion modes as well as Tetanic stimulation and Post Tetanic Count (PTC) and plexus stimulation (nerve locator).Can be used with ElectroSensor (5 leads) or MechanoSensor with easy to attach piezoelectric sensor (Adult and pediatric sensors available).Provides automatic baseline (supramaximal) calibration and automatic measurements at user-selected intervals.] R 6323.11 [E-NMT Sensor Cable, 3.3 m/11ft. Use only with E-NMT Sensors.] R 2 682.53 [E-NMT Regional Block Adapter, cable 0.5 m/1.5 ft. Requires E-NMT Sensor Cable.Requires regional block needle with electroneurostimulationport with alligator clip or female banana connector or2 mm male connector.] R 5 003,14 [E-NMT MechanoSensor, cable 0.3 m/1 ft. Requires E-NMT Sensor Cable.] R 6 741,82 [E-NMT Pediatric MechanoSensor, cable 0.3 m/1 ft. Requires E-NMT Sensor Cable.] R 496,77 [Package of 30 electrodes] | R 36455.85 [NeuroMuscular Transmission Module, E-NMT-01, EnglishMeasures Relaxation level by NeuroMuscular Transmission.Provides Train-Of-Four (TOF), Double Burst Stimulation (DBS), Single Twitch (ST) stimualtion modes as well as Tetanic stimulation and Post Tetanic Count (PTC) and plexus stimulation (nerve locator).Can be used with ElectroSensor (5 leads) or MechanoSensor with easy to attach piezoelectric sensor (Adult and pediatric sensors available).Provides automatic baseline (supramaximal) calibration and automatic measurements at user-selected intervals.] R 6323.11 [E-NMT Sensor Cable, 3.3 m/11ft. Use only with E-NMT Sensors.] R 2 682.53 [E-NMT Regional Block Adapter, cable 0.5 m/1.5 ft. Requires E-NMT Sensor Cable.Requires regional block needle with electroneurostimulationport with alligator clip or female banana connector or2 mm male connector.] R 5 003,14 [E-NMT MechanoSensor, cable 0.3 m/1 ft. Requires E-NMT Sensor Cable.] R 6 741,82 [E-NMT Pediatric MechanoSensor, cable 0.3 m/1 ft. Requires E-NMT Sensor Cable.] R 496,77 [Package of 30 electrodes] | R 21 420,67 [Neuromuscular transmission monitoring (module)] R 10 626,00 [NMT accessory kit (Reusable handadapter for adult/pediatric)] | R 21 420,67 [Neuromuscular transmission monitoring (module)] R 10 626,00 [NMT accessory kit (Reusable handadapter for adult/pediatric)] | 44350.37 | 44350.37 | 44350.37
RT2-01-06r | Metabolic monitoring | 131462.4 | 131462.4 | 131462.4 | 131462.4 | 131462.4 | 131462.4 | 131462.4 | 131462.4 | 131462.4 | R 19 987,00 [(Respiratory Mechanics module)] R 775,87 [Artema RM disposable flow sensor, Adu/Ped, 1.8m, 1pcs] | R 19 987,00 [(Respiratory Mechanics module)] R 775,87 [Artema RM disposable flow sensor, Adu/Ped, 1.8m, 1pcs] | Not offered | Not offered | Not offered
RT2-01-06s | Depth of anaesthesia monitoring system | Entropy: R 56284.63 [E-ENTROPY-01 MODULE, International] R 3691.35 [GE Entropy Cable] R 7213.95 [GE Entropy Sensors] | Entropy: R 56284.63 [E-ENTROPY-01 MODULE, International] R 3691.35 [GE Entropy Cable] R 7213.95 [GE Entropy Sensors] | Entropy: R 56284.63 [E-ENTROPY-01 MODULE, International] R 3691.35 [GE Entropy Cable] R 7213.95 [GE Entropy Sensors] | Entropy: R 56284.63 [E-ENTROPY-01 MODULE, International] R 3691.35 [GE Entropy Cable] R 7213.95 [GE Entropy Sensors] | Entropy: R 56284.63 [E-ENTROPY-01 MODULE, International] R 3691.35 [GE Entropy Cable] R 7213.95 [GE Entropy Sensors] | Entropy: R 56284.63 [E-ENTROPY-01 MODULE, International] R 3691.35 [GE Entropy Cable] R 7213.95 [GE Entropy Sensors] | Entropy: R 56284.63 [E-ENTROPY-01 MODULE, International] R 3691.35 [GE Entropy Cable] R 7213.95 [GE Entropy Sensors] | Entropy: R 56284.63 [E-ENTROPY-01 MODULE, International] R 3691.35 [GE Entropy Cable] R 7213.95 [GE Entropy Sensors] | Entropy: R 56284.63 [E-ENTROPY-01 MODULE, International] R 3691.35 [GE Entropy Cable] R 7213.95 [GE Entropy Sensors] | R 5 060,00 [Depth of anaesthesia monitoring system (BIS Module)] R 82 478,00 [BISx accessory kit, Adu] R 82 478,00 [BISx accessory kit, Ped] R 141 680,00 [BISx4 accessory kit, Adult] | R 5 060,00 [Depth of anaesthesia monitoring system (BIS Module)] R 82 478,00 [BISx accessory kit, Adu] R 82 478,00 [BISx accessory kit, Ped] R 141 680,00 [BISx4 accessory kit, Adult] | 59211.08 | 59211.08 | 59211.08
RT2-01-06t | Invasive cardiac output monitoring | Picco Module: R 32876.47 [E-PiCCO-00, Continuous Cardiac Output Module, English] R 6591.70 [PiCCO Continuous Cardiac Output Cable, 4.1m] R 15556.40 [PiCCO Injectate Sensor Cable, 0.9m] E-COP Module: R 17256.91 [Cardiac Output Module, E-COP-01, English] R 2 189.82[Cardiac Output main cable] R 7481.90 [Cardiac Output Flow through injectate temperature probe (compatible with Edwards catheters only)] | Picco Module: R 32876.47 [E-PiCCO-00, Continuous Cardiac Output Module, English] R 6591.70 [PiCCO Continuous Cardiac Output Cable, 4.1m] R 15556.40 [PiCCO Injectate Sensor Cable, 0.9m] E-COP Module: R 17256.91 [Cardiac Output Module, E-COP-01, English] R 2 189.82[Cardiac Output main cable] R 7481.90 [Cardiac Output Flow through injectate temperature probe (compatible with Edwards catheters only)] | Picco Module: R 32876.47 [E-PiCCO-00, Continuous Cardiac Output Module, English] R 6591.70 [PiCCO Continuous Cardiac Output Cable, 4.1m] R 15556.40 [PiCCO Injectate Sensor Cable, 0.9m] E-COP Module: R 17256.91 [Cardiac Output Module, E-COP-01, English] R 2 189.82[Cardiac Output main cable] R 7481.90 [Cardiac Output Flow through injectate temperature probe (compatible with Edwards catheters only)] | Picco Module: R 32876.47 [E-PiCCO-00, Continuous Cardiac Output Module, English] R 6591.70 [PiCCO Continuous Cardiac Output Cable, 4.1m] R 15556.40 [PiCCO Injectate Sensor Cable, 0.9m] E-COP Module: R 17256.91 [Cardiac Output Module, E-COP-01, English] R 2 189.82[Cardiac Output main cable] R 7481.90 [Cardiac Output Flow through injectate temperature probe (compatible with Edwards catheters only)] | Picco Module: R 32876.47 [E-PiCCO-00, Continuous Cardiac Output Module, English] R 6591.70 [PiCCO Continuous Cardiac Output Cable, 4.1m] R 15556.40 [PiCCO Injectate Sensor Cable, 0.9m] E-COP Module: R 17256.91 [Cardiac Output Module, E-COP-01, English] R 2 189.82[Cardiac Output main cable] R 7481.90 [Cardiac Output Flow through injectate temperature probe (compatible with Edwards catheters only)] | Picco Module: R 32876.47 [E-PiCCO-00, Continuous Cardiac Output Module, English] R 6591.70 [PiCCO Continuous Cardiac Output Cable, 4.1m] R 15556.40 [PiCCO Injectate Sensor Cable, 0.9m] E-COP Module: R 17256.91 [Cardiac Output Module, E-COP-01, English] R 2 189.82[Cardiac Output main cable] R 7481.90 [Cardiac Output Flow through injectate temperature probe (compatible with Edwards catheters only)] | Picco Module: R 32876.47 [E-PiCCO-00, Continuous Cardiac Output Module, English] R 6591.70 [PiCCO Continuous Cardiac Output Cable, 4.1m] R 15556.40 [PiCCO Injectate Sensor Cable, 0.9m] E-COP Module: R 17256.91 [Cardiac Output Module, E-COP-01, English] R 2 189.82[Cardiac Output main cable] R 7481.90 [Cardiac Output Flow through injectate temperature probe (compatible with Edwards catheters only)] | Picco Module: R 32876.47 [E-PiCCO-00, Continuous Cardiac Output Module, English] R 6591.70 [PiCCO Continuous Cardiac Output Cable, 4.1m] R 15556.40 [PiCCO Injectate Sensor Cable, 0.9m] E-COP Module: R 17256.91 [Cardiac Output Module, E-COP-01, English] R 2 189.82[Cardiac Output main cable] R 7481.90 [Cardiac Output Flow through injectate temperature probe (compatible with Edwards catheters only)] | Picco Module: R 32876.47 [E-PiCCO-00, Continuous Cardiac Output Module, English] R 6591.70 [PiCCO Continuous Cardiac Output Cable, 4.1m] R 15556.40 [PiCCO Injectate Sensor Cable, 0.9m] E-COP Module: R 17256.91 [Cardiac Output Module, E-COP-01, English] R 2 189.82[Cardiac Output main cable] R 7481.90 [Cardiac Output Flow through injectate temperature probe (compatible with Edwards catheters only)] | R 6 240,67 [(Thermodilution Module)] R 21 926,67 [C.O. accessory kit] R 31 372,00 [PiCCO Continous Cardiac Output Module] R 21 926,00 [PiCCO Accessory Kit, Adult, PV8215, 2 IBP cables (Utah)] R 21 252,00 [PiCCO Accessory Kit, Pediatric, PV8215, 2 IBP cables (Utah)] | R 6 240,67 [(Thermodilution Module)] R 21 926,67 [C.O. accessory kit] R 31 372,00 [PiCCO Continous Cardiac Output Module] R 21 926,00 [PiCCO Accessory Kit, Adult, PV8215, 2 IBP cables (Utah)] R 21 252,00 [PiCCO Accessory Kit, Pediatric, PV8215, 2 IBP cables (Utah)] | 11474.42 | 11474.42 | 11474.42
RT2-01-06u | Non-invasive cardiac output monitoring | Not offered | Not offered | Not offered | Not offered |  | Not offered | Not offered | Not offered | Not offered | R 89 730,67 [ICG Module] R 48 576,00 [ICG accessory kit] | R 89 730,67 [ICG Module] R 48 576,00 [ICG accessory kit] | Not offered | Not offered | Not offered
RT2-01-06v | Cerebral oximetry | Not offered | Not offered | Not offered | Not offered | Not offered | Not offered | Not offered | Not offered | Not offered | R 121 777,33 [INVOS Module] R 128 186,67 [INVOS rSO2 accessories (for 2-channel), Adu] R 128 186,67 [INVOS rSO2 accessories (for 2-channel), Ped] R 128 186,67 [INVOS rSO2 accessories (for 2-channel), Neo] | R 121 777,33 [INVOS Module] R 128 186,67 [INVOS rSO2 accessories (for 2-channel), Adu] R 128 186,67 [INVOS rSO2 accessories (for 2-channel), Ped] R 128 186,67 [INVOS rSO2 accessories (for 2-channel), Neo] | Not offered | Not offered | Not offered
# | RT2-01-07
1 | Item Number: RT2-01-07
2 | Item Name: Anaesthesia Physiological Monitor
3 | Item Description:
4 | Bidders' Name | Medhold Medical (Offer 6 ) | Medhold Medical (Offer 7 ) | Medhold Medical (Offer 8 ) | Medhold Medical (Offer 9 ) | Medhold Medical (Offer 10 ) | Medhold Medical (Offer 11 ) | Respiratory Care Africa (Offer 1) | Respiratory Care Africa (Offer 2) | Respiratory Care Africa (Offer 3) | Respiratory Care Africa (Offer 4) | SSEM mthembu Medical (Offer 2) | Ecomed Medical (Offer 1) | Ecomed Medical (Offer 2) | Ecomed Medical (Offer 3) | Ecomed Medical (Offer 4) | Drager Medical (Offer 1) | Draeger Medical Offer 2
4.1 | Make/Brand | GE | GE | GE | GE | GE | GE | Mindray | Mindray | Mindray | Mindray | Beijing Aeonmed | BIOLIGHT | BIOLIGHT | BIOLIGHT | BIOLIGHT | DRAGER | DRAGER
4.2 | Model | B650 with PDM, Nellcor | B650 with CS1, Ohmeda | B650 with Nellcor | B850 with PDM, Nellco | B850 CS1, Ohmeda | B8501 with CS1, Nellcor | EPM 15 with Sat Tech. | EPM 15 with Nellcor | Benevision N15 with Sat Tech. | Benevision N15 with Nellcor | Caredo F8 | ANYVIEW A8 BLT | ANYVIEWA8 NELCOR | Q7 BLT | Q7 NELLCOR | IACS | VISTA 120
4.3 | Country of Origin | Finland | Finland | Finland | Finland | Finland | Finland | China | China | China | China | China | China | China | China | China | Germany | Germany
4.4 | Lead time | 6-8 Weeks Ex Stock | 6-8 Weeks Ex Stock | 6-8 Weeks Ex Stock | 6-8 Weeks Ex Stock | 6-8 Weeks Ex Stock | 6-8 Weeks Ex Stock | 6-9 Weeks /7-14 days Ex-stock | 6-9 Weeks /7-14 days Ex-stock | 6-9 Weeks /7-14 days Ex-stock | 6-9 Weeks /7-14 days Ex-stock | 8 Weeks |  |  |  |  | 7 days | 7 days
5 | Replacement Accessories & Consumables List
RT2-01-07a | A full set paediatric 3/5 lead ECG cable | 2260.01 | 2260.01 | 2260.01 | 2260.01 | 2260.01 | 2260.01 | R 918.63 [MDR11501137900 A full set Adult / paed 3 lead ECG cable (wires & cable)] R 918.63 [MDR11501137700 A full set Adult / paed 5 lead ECG cable (wires & cable)] | R 918.63 [MDR11501137900 A full set Adult / paed 3 lead ECG cable (wires & cable)] R 918.63 [MDR11501137700 A full set Adult / paed 5 lead ECG cable (wires & cable)] | R 918.63 [MDR11501137900 A full set Adult / paed 3 lead ECG cable (wires & cable)] R 918.63 [MDR11501137700 A full set Adult / paed 5 lead ECG cable (wires & cable)] | R 918.63 [MDR11501137900 A full set Adult / paed 3 lead ECG cable (wires & cable)] R 918.63 [MDR11501137700 A full set Adult / paed 5 lead ECG cable (wires & cable)] | 1200.63 | 853.64 | 853.64 | 853.64 | 853.64 | 3505.18 | 2101.56
RT2-01-07b | A full set adult 3/5 lead ECG cable | 2260.01 | 2260.01 | 2260.01 | 2260.01 | 2260.01 | 2260.01 | R 918.63 [MDR11501137900 A full set Adult / paed 3 lead ECG cable (wires & cable)] R 918.63 [MDR11501137700 A full set Adult / paed 5 lead ECG cable (wires & cable)] Additional ECG Accessories: - R 775,87 [MDR00103042719: ECG trunk cable: 3/5-lead, 12 Pin, Defib-Proof, AHA/IEC] - R 944,53 [MDR00103042732: 3-Lead wires, Adu/Ped, Clip, TPU, IEC (1m)] - R 1 096,33 [MDR00103042730: 5-Lead wires, Adu/Ped, Clip, TPU, IEC (long, 1m/1.4m)] - R 693,78 [RCA0201E: ECG TRUNK CABLE: 3/5-LEAD, ADU/PED] - R 727,62 [RCA0205E: 5-LEAD ECG WIRES, CLIP, ADU, TPU, IEC] - R 507,64 [RCA0204E: 3-Lead wires, Adu/Ped, Clip, TPU, IEC (1m)] | R 918.63 [MDR11501137900 A full set Adult / paed 3 lead ECG cable (wires & cable)] R 918.63 [MDR11501137700 A full set Adult / paed 5 lead ECG cable (wires & cable)] Additional ECG Accessories: - R 775,87 [MDR00103042719: ECG trunk cable: 3/5-lead, 12 Pin, Defib-Proof, AHA/IEC] - R 944,53 [MDR00103042732: 3-Lead wires, Adu/Ped, Clip, TPU, IEC (1m)] - R 1 096,33 [MDR00103042730: 5-Lead wires, Adu/Ped, Clip, TPU, IEC (long, 1m/1.4m)] - R 693,78 [RCA0201E: ECG TRUNK CABLE: 3/5-LEAD, ADU/PED] - R 727,62 [RCA0205E: 5-LEAD ECG WIRES, CLIP, ADU, TPU, IEC] - R 507,64 [RCA0204E: 3-Lead wires, Adu/Ped, Clip, TPU, IEC (1m)] | R 918.63 [MDR11501137900 A full set Adult / paed 3 lead ECG cable (wires & cable)] R 918.63 [MDR11501137700 A full set Adult / paed 5 lead ECG cable (wires & cable)] Additional ECG Accessories: - R 775,87 [MDR00103042719: ECG trunk cable: 3/5-lead, 12 Pin, Defib-Proof, AHA/IEC] - R 944,53 [MDR00103042732: 3-Lead wires, Adu/Ped, Clip, TPU, IEC (1m)] - R 1 096,33 [MDR00103042730: 5-Lead wires, Adu/Ped, Clip, TPU, IEC (long, 1m/1.4m)] - R 693,78 [RCA0201E: ECG TRUNK CABLE: 3/5-LEAD, ADU/PED] - R 727,62 [RCA0205E: 5-LEAD ECG WIRES, CLIP, ADU, TPU, IEC] - R 507,64 [RCA0204E: 3-Lead wires, Adu/Ped, Clip, TPU, IEC (1m)] | R 918.63 [MDR11501137900 A full set Adult / paed 3 lead ECG cable (wires & cable)] R 918.63 [MDR11501137700 A full set Adult / paed 5 lead ECG cable (wires & cable)] Additional ECG Accessories: - R 775,87 [MDR00103042719: ECG trunk cable: 3/5-lead, 12 Pin, Defib-Proof, AHA/IEC] - R 944,53 [MDR00103042732: 3-Lead wires, Adu/Ped, Clip, TPU, IEC (1m)] - R 1 096,33 [MDR00103042730: 5-Lead wires, Adu/Ped, Clip, TPU, IEC (long, 1m/1.4m)] - R 693,78 [RCA0201E: ECG TRUNK CABLE: 3/5-LEAD, ADU/PED] - R 727,62 [RCA0205E: 5-LEAD ECG WIRES, CLIP, ADU, TPU, IEC] - R 507,64 [RCA0204E: 3-Lead wires, Adu/Ped, Clip, TPU, IEC (1m)] | 1200.63 | 853.64 | 853.64 | 853.64 | 853.64 | 3505.18 | 2101.56
RT2-01-07c | Reusable paediatric cuff | 301.33 | 301.33 | 301.33 | 301.33 | 301.33 | 301.33 | R 288.71 [MDR00103012158] R 152,29 [RCA0003BP] | R 288.71 [MDR00103012158] R 152,29 [RCA0003BP] | R 288.71 [MDR00103012158] R 152,29 [RCA0003BP] | R 288.71 [MDR00103012158] R 152,29 [RCA0003BP] | 445.95 | 853.64 | 263.68 | 263.68 | 263.68 | 384.9 | 592.44
RT2-01-07d | Reusable adult cuff | 357.83 | 357.83 | 357.83 | 357.83 | 357.83 | 357.83 | R 288.71 [MDR00103012159] R 152,29 [RCA0004BP] | R 288.71 [MDR00103012159] R 152,29 [RCA0004BP] | R 288.71 [MDR00103012159] R 152,29 [RCA0004BP] | R 288.71 [MDR00103012159] R 152,29 [RCA0004BP] | 583.17 | 853.64 | 263.68 | 263.68 | 263.68 | 507.23 | 683.18
RT2-01-07e | Reusable neonate cuff | 263.67 | 263.67 | 263.67 | 263.67 | 263.67 | 263.67 | R 288.71 [MDR00103012157] R 152,29 [RCA0002BP] | R 288.71 [MDR00103012157] R 152,29 [RCA0002BP] | R 288.71 [MDR00103012157] R 152,29 [RCA0002BP] | R 288.71 [MDR00103012157] R 152,29 [RCA0002BP] | 445.95 | 853.64 | 263.68 | 263.68 | 263.68 | 384.9 | 5209.18
RT2-01-07f | Reusable obese cuff | 414.34 | 414.34 | 414.34 | 414.34 | 414.34 | 414.34 | R 288.71 [MDR00103012160] R 304,59 [RCA0005BP] | R 288.71 [MDR00103012160] R 304,59 [RCA0005BP] | R 288.71 [MDR00103012160] R 304,59 [RCA0005BP] | R 288.71 [MDR00103012160] R 304,59 [RCA0005BP] | 583.17 | 853.64 | 263.68 | 263.68 | 263.68 | 635.52 | 731.21
RT2-01-07g | Air hose | 1167.67 | 1167.67 | 1167.67 | 1167.67 | 1167.67 | 1167.67 | R 425.47[MDR62003009688] R 423,04 [RCA0042BP] | R 425.47[MDR62003009688] R 423,04 [RCA0042BP] | R 425.47[MDR62003009688] R 423,04 [RCA0042BP] | R 425.47[MDR62003009688] R 423,04 [RCA0042BP] | 720.38 | 421.46 | 421.46 | 421.46 | 421.46 | 871.23 | 1222.24
RT2-01-07h | Finger sensor for paeds | R 3279.84 | 2071.68 | R 3279.84 | R 3279.84 | 2071.68 | R 3279.84 | R 1 248,13 [MDR512H3079061] R 937.54 [RCA0005S] | R 1 248,13 [MDR512H3079061] R 937.54 [RCA0005S] | R 1 248,13 [MDR512H3079061] R 937.54 [RCA0005S] | R 1 248,13 [MDR512H3079061] R 937.54 [RCA0005S] | 2029.38 | 546.02 | 1069.28 | 546.02 | 1069.28 | 5002.81 | 5002.81
RT2-01-07i | Finger sensor for adults | R 2593.18 | 2071.68 | R 2593.18 | R 2593.18 | 2071.68 | R 2593.18 | R 1 248,13 [MDR512F3028263] R 708,40 [RCA0001S] | R 1 248,13 [MDR512F3028263] R 708,40 [RCA0001S] |  |  | 1862.26 | 546.02 | 1005.97 | 546.02 | 1005.97 | 4309.85 | 4309.86
RT2-01-07j | Earlobe sensor for paeds | R 3279.84 | 1883.34 | R 3279.84 | R 3279.84 | 1883.34 | R 3279.84 | R 708,40 R 937.54 [ARABS0222] | R 708,40 R 937.54 [ARABS0222] |  |  | 2029.38 | 632.19 | 1005.97 | 632.19 | 1005.97 | 11262.9 | 11262.9
RT2-01-07k | Earlobe sensor for adults | R556.58 | 1883.34 | R556.58 | R556.58 | 1883.34 | R556.58 | 708.4 |  |  |  | 2029.38 | 632.19 | 1005.97 | 632.19 | 1005.97 | 11262.9 | 11262.9
RT2-01-07l | Finger wrap-around probe for neonates | R 3279.84 | 1035.84 | R 3279.84 | R 3279.84 | 1035.84 | R 3279.84 | R 1 248,13 R 5 903,33 [Finger wrap-around probe for neonates (Nellcor)] |  |  |  | 2029.38 | 682.52 | 1005.97 | 682.52 | 1005.97 | 11262.9 | 11262.9
RT2-01-07m | Sensor lead | R 2015.18 | 1318.34 | R 2015.18 | R 2015.18 | 1318.34 | R 2015.18 | R 506,00 [MDR00102042710] R 541,49 [RCA0468S] R 987.69 [Sensor lead (Nellcor SPO2)] | R 506,00 [MDR00102042710] R 541,49 [RCA0468S] R 987.69 [Sensor lead (Nellcor SPO2)] | R 506,00 [MDR00102042710] R 541,49 [RCA0468S] R 987.69 [Sensor lead (Nellcor SPO2)] | R 506,00 [MDR00102042710] R 541,49 [RCA0468S] R 987.69 [Sensor lead (Nellcor SPO2)] | 720.38 | 614.27 | 2047.56 | 614.27 | 2047.56 | 6067.6 | 6067.6
RT2-01-07n | Reusable temperature probe | 1280.67 | 1280.67 | 1280.67 | 1280.67 | 1280.67 | 1422.9693 | R 944,53 [MDR00113037393 Reusable temperature probe (Skin)] R 944,53 [MDR00113037392 Reusable temperature probe (Rectal)] R 856,22 [RCA0070T Reusable temperature probe (Rectal)] R 1 082,97 [RCA0072T Reusable temperature probe (Skin)] | R 944,53 [MDR00113037393 Reusable temperature probe (Skin)] R 944,53 [MDR00113037392 Reusable temperature probe (Rectal)] R 856,22 [RCA0070T Reusable temperature probe (Rectal)] R 1 082,97 [RCA0072T Reusable temperature probe (Skin)] | R 944,53 [MDR00113037393 Reusable temperature probe (Skin)] R 944,53 [MDR00113037392 Reusable temperature probe (Rectal)] R 856,22 [RCA0070T Reusable temperature probe (Rectal)] R 1 082,97 [RCA0072T Reusable temperature probe (Skin)] | R 944,53 [MDR00113037393 Reusable temperature probe (Skin)] R 944,53 [MDR00113037392 Reusable temperature probe (Rectal)] R 856,22 [RCA0070T Reusable temperature probe (Rectal)] R 1 082,97 [RCA0072T Reusable temperature probe (Skin)] | 857.6 | 546.02 | 546.02 | 546.02 | 546.02 | 2613.71 | 1702.59
# | RT2-01-08
1 | Item Number: RT2-01-08
2 | Item Name: Anaesthetic Delivery System MRI Compatible, Without Physiological Monitor
3 | Item Description: An advanced anaesthesia delivery system comprising a completely integrated electronic anaesthesia workstation and can be used in MRI scanner rooms with magnets of 1.5 and 3 Tesla with a field strength between 300-400 gauss.
4 | Bidders' Name | Drager Medical
4.1 | Make/Brand | Drager
4.2 | Model | Fabius MRI
4.3 | Country of Origin | Germany
4.4 | Lead time | 2-14 days
5 | Replacement Accessories & Consumables List
RT2-01-08a | Anaesthesia circuit (Adult, single/double limb design) Disposable. 1.8m (Complete with Y-piece, Elbow, Catheter mount, Rebreathing bag) | R 2 310,37 [x 10] R 1 525,17 [x 25]
RT2-01-08b | Anaesthesia circuit (Paediatric, single/double limb design) Disposable. 1.8m (Complete with Y-piece, Elbow, Catheter mount, Rebreathing bag) | Not offered R 2 310,37 [x 10]
RT2-01-08c | Anaesthesia circuit (neonatal, single/double limb design) Disposable. 1.8m (Complete with Y-piece, Elbow, Catheter mount, Rebreathing bag) | R 1 628,73 [x 25] R 2 310,37 [x 10]
RT2-01-08d | Re-breathing circuit complete | Not offered
RT2-01-08e | Non-re-breathing circuit complete | R 1 628,78 [x 5]
RT2-01-08f | Flow sensor (pack of 2) | 1222.88
RT2-01-08g | Spirometry line | Not offered
RT2-01-08h | Sample line (pack of 10) | 1741.86
RT2-01-08i | Face masks: sizes 00 | 92.86
RT2-01-08i | Face masks: sizes 0 | 99.01
RT2-01-08i | Face masks: sizes 1 | 105.16
RT2-01-08i | Face masks: sizes 2 | 111.31
RT2-01-08i | Face masks: sizes 3 | 119.3
RT2-01-08i | Face masks: sizes 4 | 125.46
RT2-01-08i | Face masks: sizes 5 | 131.48
RT2-01-08j | Bacterial/viral filter | 414.59
RT2-01-08k | Y connector | R 1 525,17 [x 25]
RT2-01-08l | Manual ventilation hose | R 2 310,37 [x 10]
RT2-01-08m | Fresh gas tubing | R 78.16 [x 10]
RT2-01-08n | Seal for back-up cylinder connection on the unit | 2193.73
RT2-01-08o | Scavenger tubing (as per institution's scavenging outlet) | 146
RT2-01-08p | Inspiratory and expiratory unidirectional valves | 0.69
RT2-01-08q | Side stream CO2 kit (adult/paed) | Not offered
RT2-01-08r | Disposable Adult Spirometry Set complete with spirometry tube, sample line and flow sensor, 3 m, box of 20 pieces | Not offered
RT2-01-08s | Disposable Paediatric Spirometry Set complete with spirometry tube, sample line and flow sensor, 3 m, box of 20 pieces | R 1 222,88 [x 5]
RT2-01-08t | Gas sample tube with luer lock connection, 3m, disposable (10 pcs) | 1741.86
RT2-01-08u | Suction Tubing Set inc connector | 1566.33
RT2-01-08v | Resuscitator Adult, 1500mL, autoclavable, silicone | 1519.33
RT2-01-08w | Resuscitator Paediatric, 550mL, autoclavable, silicone | 2672.13
RT2-01-08x | Tubing set Paediatric for circle systems | 39706.57
RT2-01-08y | MRI compatible Sevoflurane vaporizer | 39706.57
RT2-01-08z | MRI compatible Isoflurane vaporizer | 44765.79
RT2-01-08aa | MRI compatible Desflurane vaporizer | 44765.79
# | RT2-01-09
1 | Item Number: RT2-01-09
2 | Item Name: Anaesthetic Delivery System, With Physiological Monitor MRI Compatible
3 | Item Description: An advanced anaesthesia delivery system comprising a completely integrated electronic anaesthesia workstation and can be used in MRI scanner rooms with magnets of 1.5 and 3 Tesla with a field strength between 300-400 gauss with compatible wireless patient monitor.
4 | Bidders' Name | Drager Medical
4.1 | Make/Brand | Drager
4.2 | Model | Fabius MRI
4.3 | Country of Origin | Germany
4.4 | Lead time | 2-14 days
5 | Replacement Accessories & Consumables List
RT2-01-09a | A full set paediatric 3/5 lead ECG cable | 79427.64
RT2-01-09b | A full set adult 3/5 lead ECG cable | 79427.64
RT2-01-09c | Reusable paediatric cuff | 1575.99
RT2-01-09d | Reusable adult cuff | 1575.99
RT2-01-09e | Reusable neonate cuff | Not offered
RT2-01-09f | Reusable obese cuff | 1888.06
RT2-01-09g | Air hose | 1197.59
RT2-01-09h | Finger sensor for paeds | 81389.83
RT2-01-09i | Finger sensor for adults | 81389.83
RT2-01-09j | Earlobe sensor for paeds | Not offered
RT2-01-09k | Earlobe sensor for adults | Not offered
RT2-01-09l | Finger wrap-around probe for neonates | Not offered
RT2-01-09m | Sensor lead | 77754.13
RT2-01-09n | Reusable temperature probe | 27665.67
# | RT2-01-10
1 | Item Number: RT2-01-10
2 | Item Name: Patient Monitor Compatible To MRI, with Multigas analysis
3 | Item Description: Patient physiological haemodynamic monitor compitable with MRI and Anaesthetic workstation
4 | Bidders' Name | Drager Medical
4.1 | Make/Brand | TELSA
4.2 | Model | M3
4.3 | Country of Origin | German
4.4 | Lead time | 21days
5 | Replacement Accessories & Consumables List
RT2-01-10a | A full set paediatric 3/5 lead ECG cable | 79427.64
RT2-01-10b | A full set adult 3/5 lead ECG cable | 79427.64
RT2-01-10c | Reusable paediatric cuff | 1575.99
RT2-01-10d | Reusable adult cuff | 1575.99
RT2-01-10e | Reusable neonate cuff | Not offered
RT2-01-10f | Reusable obese cuff | 1888.06
RT2-01-10g | Air hose | 1197.59
RT2-01-10h | Finger sensor for paeds | 81389.83
RT2-01-10i | Finger sensor for adults | 81389.83
RT2-01-10j | Earlobe sensor for paeds | Not offered
RT2-01-10k | Earlobe sensor for adults | Not offered
RT2-01-10l | Finger wrap-around probe for neonates | Not offered
RT2-01-10m | Sensor lead | 77754.13
RT2-01-10n | Reusable temperature probe | 27665.67
# | RT2-01-11
1 | Item Number: RT2-01-11
2 | Item Name: Intubation Video Laryngoscope
3 | Item Description: A robust video laryngoscopy system to facilitate visualization of the larynx and then tracheal intubation by means of Intubation laryngoscope
4 | Bidders' Name | Karl Storz | SSEM-Mthembu Medical (Offer 1) | SSEM-Mthembu Medical (Offer 2)
4.1 | Make/Brand | Drager | Hugemed | Hugemed
4.2 | Model | Fabius MRI | HMVLRMT | HMVLDMT
4.3 | Country of Origin | Germany | China | China
4.4 | Lead time | 0-5 days | 21 days | 21 days
5 | Replacement Accessories & Consumables List
RT2-01-11a | Mcgill forceps x 1 (size 1 -2)) | 2927.94 | 590.29 | 590.29
| Mcgill forceps x 1 (size 2 - 4)) | 3142.78 | Not offered | Not offered
RT2-01-11b | Guide | 4177.19 | 478.52 | 478.52
RT2-01-11c | Intubation stylet/introducer | Not offered | 590.29 | 590.29
RT2-01-11d | Acutely bent blade | 63731.48 | 5902.87 | 5902.87
RT2-01-11e | Reusable Bariatric blade | 63731.48 | 5902.87 | 5902.87
RT2-01-11f | Reusable Miller blade size 00 | Not offered | 5902.87 | 5902.87
RT2-01-11g | Reusable Miller blade size 0 | 59339.42 | 5902.87 | 5902.87
RT2-01-11h | Reusable Miller blade size 1 | 59339.42 | 5902.87 | 5902.87
RT2-01-11i | Reusable Miller blade size 2 | 63254.57 | Not offered | Not offered
RT2-01-11j | Reusable McIntosh / Macintosh blade size 0 | 59339.42 | Not offered | Not offered
RT2-01-11k | Reusable McIntosh / Macintosh blade size 1 | Not offered | 5902.87 | 5902.87
RT2-01-11l | Reusable McIntosh / Macintosh blade size 2 | 45773.48 | 5902.87 | 5902.87
RT2-01-11m | Reusable McIntosh / Macintosh blade size 3 | 46749.47 | 5902.87 | 5902.87
RT2-01-11n | Reusable McIntosh / Macintosh blade size 4 | 46749.47 | 5902.87 | 5902.87
RT2-01-11o | Reusable Laryngoscope with 60 degrees angulation size 1 | Not offered | 5902.87 | 5902.87
RT2-01-11p | Reusable Laryngoscope with 60 degrees angulation size 2 | Not offered | 5902.87 | 5902.87
RT2-01-11q | Reusable Laryngoscope with 60 degrees angulation size 3 | Not offered | 5902.87 | 5902.87
RT2-01-11r | Reusable Laryngoscope with 60 degrees angulation size 4 | Not offered | 5902.87 | 5902.87
RT2-01-11s | A connecting cable (monitor and the blades). | 8061.71 | 2282.44 | 2282.44
RT2-01-11t | External power supply (where applicable) | Not offered | 1888.92 | 1888.92
RT2-01-11u | Disposable Laryngoscope with 60 degrees angulation size 1 | Not offered | 157.441 | 157.441
RT2-01-11v | Disposable Laryngoscope with 60 degrees angulation size 2 | Not offered | 157.441 | 157.441
RT2-01-11w | Disposable Laryngoscope with 60 degrees angulation size 3 | Not offered | 157.441 | 157.441
RT2-01-11x | Disposable Laryngoscope with 60 degrees angulation size 4 | Not offered | 157.441 | 157.441
# | RT2-01-12
1 | Item Number: RT2-01-12
2 | Item Name: Intubation Video Laryngoscope with Flexible bronchoscope
3 | Item Description: A robust video laryngoscopy system to facilitate visualization of the larynx and then tracheal intubation by means of an Intubation laryngoscope and / or video flexible bronchoscope.
4 | Bidders' Name | Karl Storz
4.1 | Make/Brand | Karl Storz
4.2 | Model | C-Mac with Flex Bronchoscope
4.3 | Country of Origin | China
4.4 | Lead time | 6 Weeks
5 | Replacement Accessories & Consumables List
RT2-01-12a | Flexible bronchoscope 4.0x65, Set | 166618.87
RT2-01-12a | Flexible bronchoscope 3.0x51.5, Set | 137538.33
RT2-01-12a | Flexible bronchoscope 5.50x65, Set | 167575.48
RT2-01-12a | Flexible bronchoscope 6.5.0x65, Set | 218805.86
# | RT2-01-15
1 | Item Number: RT2-01-15
2 | Item Name: Syringe Driver TCI
3 | Item Description: A programmable infusion pump capable of infusing IVI administration via single channel. Suitable for adult, child, and neonatal infusions
4 | Bidders' Name | B Braun | Phoenix Neomed
4.1 | Make/Brand | B Braun | MEDCAPTAIN MEDICAL TECHNOLOGY
4.2 | Model | Perfusor space TCI | HP30 TCI
4.3 | Country of Origin | Germany | China
4.4 | Lead time | 6-8 Weeks | 1 Weeks
5 | Replacement Accessories & Consumables List
RT2-01-15a | Extension sets Clear Fluid (Straight) - 100/box | 10.89 | 1052.14
RT2-01-15b | Extension sets (Spiral)- 100/box | 85.35 | Not offered
RT2-01-15c | Extension sets (Light resistant/sensitive)- 100/box | 9.09 | 109.52
RT2-01-15d | Extension sets Low Sorb- 100/box | 9.87 | 159.05
RT2-01-15e | Extension sets Blood- 100/box | Not offered | Not offered
RT2-01-15f | Neonatal Closed blood set with Filter - 100/box | Not offered | Not offered
RT2-01-15g | Compatible Syringes LUER LOCK Size: 2ml (Pk of 10) | 6.96 | 12.23
RT2-01-15h | Compatible Syringes LUER LOCK Size: 3ml (Pk of 10) | Not offered | 13.46
RT2-01-15i | Compatible Syringes LUER LOCK Size: 5ml (Pk of 10) | 7.4 | 13.46
RT2-01-15j | Compatible Syringes LUER LOCK Size: 10ml (Pk of 10) | 8.32 | 17.13
RT2-01-15k | Compatible Syringes LUER LOCK Size: 20ml (Pk of 10) | 8.92 | 27.52
RT2-01-15l | Compatible Syringes LUER LOCK Size: 30ml (Pk of 10) | Not offered | 41.5
RT2-01-15m | Compatible Syringes LUER LOCK Size: 50ml (Pk of 10) | 25 | 65.45
RT2-01-15n | Compatible Syringes LUER LOCK Size: 60ml (Pk of 10) | 9.43 | 65.45
# | RT2-01-16
1 | Item Number: RT2-01-16
2 | Item Name: Syringe Driver PCA
3 | Item Description: A programmable infusion pump capable of administering drugs with patient control
4 | Bidders' Name | B Braun | Phoenix Neomed
Original Price
4.1 | Make/Brand | B Braun | Medcaptain Medical Technology
4.2 | Model | Perfusor space PCA | HP-30PCA
4.3 | Country of Origin | Germany | China
4.4 | Lead time | Ex Stock or 6-8 weeks | 6-8 Weeks
5 | Replacement Accessories & Consumables List
RT2-01-16a | Extension sets Clear Fluid (Straight) - 100/box | 10.89 | 1052.14
RT2-01-16b | Extension sets (Spiral)- 100/box | 85.35 | Not offered
RT2-01-16c | Extension sets (Light resistant/sensitive)- 100/box | 9.09 | 109.52
RT2-01-16d | Extension sets Low Sorb- 100/box | 9.87 | 159.05
RT2-01-16e | Extension sets Blood- 100/box | Not offered | Not offered
RT2-01-16f | Neonatal Closed blood set with Filter - 100/box | Not offered | Not offered
RT2-01-16g | Compatible Syringes LUER LOCK Size: 2ml (Pk of 10) | 6.96 | 12.23
RT2-01-16h | Compatible Syringes LUER LOCK Size: 3ml (Pk of 10) | Not offered | 13.46
RT2-01-16i | Compatible Syringes LUER LOCK Size: 5ml (Pk of 10) | 7.4 | 13.46
RT2-01-16j | Compatible Syringes LUER LOCK Size: 10ml (Pk of 10) | 8.32 | 17.13
RT2-01-16k | Compatible Syringes LUER LOCK Size: 20ml (Pk of 10) | 8.92 | 27.52
RT2-01-16l | Compatible Syringes LUER LOCK Size: 30ml (Pk of 10) | Not offered | 41.5
RT2-01-16m | Compatible Syringes LUER LOCK Size: 50ml (Pk of 10) | 25 | 65.45
RT2-01-16n | Compatible Syringes LUER LOCK Size: 60ml (Pk of 10) | 9.43 | 65.45
# | RT2-01-17
1 | Item Number: RT2-01-17
2 | Item Name: Blood/Fluid Warmer
3 | Item Description: A device that raises refrigerated blood or intravenous fluids to a desired temperature
4 | Bidders' Name | Ecomed Medical | Duromed cc (Offer 1) | Class Three Medical Solution
4.1 | Make/Brand | BESTMAN | TAHAT | Biegler
4.2 | Model | BFW -1020 | AMPIR-01 | BW685S
4.3 | Country of Origin | China |  | AUSTRIA
4.4 | Lead time |  |  | 60 days
5 | Replacement Accessories & Consumables List
RT2-01-17a | Cartridge/Cassette (Pk of 10) | Not offered | Not offered | Not offered
RT2-01-17b | Dedicated sets/tubing (100/box) | 1011.02 | Not offered | 5310.2
# | RT2-01-18
1 | Item Number: RT2-01-18
2 | Item Name: Patient Warmer (Forced Air)
3 | Item Description: A temperature management system using forced-air, utilized within a hospital to maintain a patient's core body temperature
4 | Bidders' Name | Medtronic | BEM Medical
4.1 | Make/Brand | WarmTouch | IOB MEDICAL INC
4.2 | Model | 5016000 | IOB-505
4.3 | Country of Origin | USA | United States
4.4 | Lead time | 53 - 72 Hours | 3-6 weeks
5 | Replacement Accessories & Consumables List
RT2-01-18a | Upper body blanket | 1710.96 | R 227,96 [x 100]
RT2-01-18b | Lower body blanket | 1141.72 | R 227,96 [x 100]
RT2-01-18c | Surgical Access blanket | 2895.93 | R 227,96 [x 100]
RT2-01-18d | Underbody Peadiatric blanket | Not offered | R 227,96 [x 100]
RT2-01-18e | Underbody Adult blanket | Not offered | R 227,96 [x 100]
RT2-01-18f | Full body Peaditric blanket | 2064.02 | R 227,96 [x 100]
RT2-01-18g | Full body Adult blanket | 2653.63 | R 227,96 [x 100]
RT2-01-18h | Air Hose | 3577.7 | 1327.6
RT2-01-18i | Mobile stand | 3668.08 | 5310.42
# | RT2-01-20
1 | Item Number: RT2-01-20
2 | Item Name: Nerve Stimulator
3 | Item Description: A device which utilises electrical current to stimulate the nerves for therapeutic/diagnostic purposes
4 | Bidders' Name | Drager Medical
4.1 | Make/Brand | Drager
4.2 | Model | IDMED TOFscan
4.3 | Country of Origin | France
4.4 | Lead time | 21 Days
5 | Replacement Accessories & Consumables List
RT2-01-20a | Electrodes set with crocodile clips or equivalent | 14467.92
RT2-01-20b | Battery | 3042
# | RT2-01-23
1 | Item Number: RT2-01-23
2 | Item Name: Ultrasound Machine, Anaesthesia, PoC
3 | Item Description: A machine for superficial vascular and nerve imaging, as well as transthoracic and transabdominal application including appropriate ultrasound probes
4 | Bidders' Name | Siemens Healthcare (Offer 1) | Respiratory Care Africa (Offer 1) | SSEM-Mthembu Medical ( Offer 2) | Axim | Ecomed Medical (Offer 1) | Tecmed (Offer 1)
4.1 | Make/Brand | Siemens | Mindray | Terason | Sonoscape | GENERAL ELECTRIC | Canon
4.2 | Model | Acuson P500 | TE7 | 3200T Plus | S9 | VENUE GO | Viamo C100
4.3 | Country of Origin | Korea | China | USA | China | USA | JAPAN
4.4 | Lead time | 8-10 Weeks | 63 Days |  | 28-84 Days |  | 20-56 Weeks
5 | Replacement Accessories & Consumables List
RT2-01-23a | High Frequency Linear Transducer 3-12MHz | VF13-5; 4.1 - 12.1MHz R61 407.00 | 64000 | (4 - 15MHz) R70 240,39 | L752; 4 - 16MHz R78 159,33 | L4-12t-RS; 7-12MHz, 12L-RS; 7-12MHz R93 599,39 | PLU-704ST; 4 - 15MHz R97 025.87
RT2-01-23b | High Frequency Linear Transducer 5-18MHz | VF16-5; 5 - 15MHz R61 407.00 | 73000 | (5 - 16MHz) R70 240,39 | L752; 4 - 16MHz R78 159,33 | L8-18i-RS; 9 - 16MHz R101 175,30 | PLU-1204ST; 7 - 18MHz R84 687.00
RT2-01-23c | Adult Phased Array Transducer 2-4MHz | P4-2; 1.3 - 4.4MHz R61 407.00 | 58000 | 70240.39 | P-A; 1 - 5.4MHz R78 159,33 | 3Sc-RS; 2.5 - 4.5MHz R77 319,92 | PSU-30ST; 1.5 - 5.3MHz R90 491.13
RT2-01-23d | Convex transducer 3-5MHz | CH5-2; 1.4 - 5MHz R61 407.00 | 64000 | (2 - 5MHz) R70 240,39 | 3C-A; 1 - 7MHz R70766,08 | C1-5-RS; 3 - 5MHz R146 501,67 | PVU-366ST; 2 - 6.8MHz R84 687.00
RT2-01-23e | Paediatric Phased array Transducer 3-7MHz | P8-4; 2.7 - 8MHz R61 407.00 | 80000 | (3 - 8MHZ) R70 240,39 | 7P-A; 2 - 9MHz R78 159,33 | 6S-RS; 4 - 6.5MHz R77 319,92 | PSU-60ST; 2 - 8MHz R105 598.18
RT2-01-23f | Linear Transducer 4-10MHz | L10-5; 4 - 11.4MHz R46 171.00 | 58000 | (2 - 8MHZ) R70 240,39 | L752; 4 - 16MHz R78 159,33 | L4-12t-RS; 7-12MHz, 12L-RS; 7-12MHz R93 599,39 | PLU-805ST; 5 - 14MHz R84 687.00
RT2-01-23g | Adult TEE tranducer (In storage case) | Not offered | 490000 | 534173.86 | MPTEE; 4 - 13MHz R337 506,45 | 6Tc-RS; 3 - 8MHz R406 948,16 | PET-512MA; R534 421.94
RT2-01-23h | Paeds TEE transducer (In storage case) | Not offered | 490000 | Not offered | MPTEE mini; 4 - 13MHz R337 506,45 | Not offered | Not offered
RT2-01-23i | TEE software (UPGRADE | Not offered | 28000 | Not offered | Included in Main Unit | Included | 97433.85

## Category 2 Ventilation
RT2-2021 SUPPLY, DELIVERY, INSTALLATION, COMMISSIONING AND MAINTENANCE OF MEDICAL EQUIPMENT TO THE STATE FOR THE PERIOD 01 DECEMBER 2021 TO 30 NOVEMBER 2024
RT2-2021 CONTRACT PRICING WITH REPLACEMENT ACCESSORIES
CATEGORY 2: VENTILATION & RESPIRATORY EQUIPMENT
# | RT2-02-01
1 | Item Number: RT2-02-01
2 | Item Name: VENTILATOR: NEONATAL / PAEDIATRIC
3 | Item Description: Ventilator with the latest technology to ventilate neonates and paediatric patients (500g to 20kg) in the Neonatal (premature and full term newborns) and Paediatric Intensive Care Units
4 | Suppliers' Name | Class Three Medical Solution | Drager South Africa SA (Offer 1) | Drager South Africa SA (Offer 2) | Mbuso Medical Supplies | Getinge (Offer 1) | Getinge (Offer 2)
4.1 | Make/Brand | Tecme | Draeger | Draeger | Nihon kohden | Maquet | Maquet
4.3 | Model | Neumovent TS | Babylog VN600 | Babylog VN800 | NKV550 | Servo n | Servo n + HF
4.4 | Country of Origin | Argentina | Germany | Germany | Japan | Sweden | Sweden
4.5 | Lead time | 2-8 Weeks | 8-14 Weeks | 8-14 Weeks | 4-8 Weeks | 6-8 Weeks | 6-8 Weeks
4.6 | Standard Accessories & Consumables(Starter Pack)
4.6.1 | Bacteria filter (pk of 10)
4.6.2 | Neonatal patient circuit (Pk of 10)
4.6.3 | Paeds patient circuits (Pk of 10)
4.6.4 | Test lung for neonates
4.6.5 | Humidifier (complete with its probes)
4.6.6 | Circuit support arm
5 | Warranty (2-Year): Year 1 and Year 2
6 | Warranty Entails: A 2-Year warranty against poor workmanship and latent defects and parts. This must be all inclusive and include, BUT NOT LIMITED TO, amongst others, ALL PARTS (including Batteries, Flow sensors and Oxygen sensor), Labour, Traveling and Accommodation. The 2-Year warranty must also include all quality check, quality assurance requirements, Preventative Maintenance/Calibrations, Software updates and upgrades to be included. This 2-Year warranty will commence after formal Commissioning and handover of the equipment.
7 | Unit Price(Inclusive of VAT, Standard Accessories & Consumables, and 2-Year Warranty) | 408364.9 | 387917.51 | 441171.25 | 530276.92 | 599478.07 | 701976.53
8 | Post Warranty 5 Year Comprehensive Maintenance
| Year 3 | 3872 | 30950.62 | 30950.62 | 28987.48 | 16282.68 | 16282.68
| Year 4 | 4259.2 | 32807.66 | 32807.66 | 31161.54 | 15416.1 | 15416.1
| Year 5 | 4898.08 | 34776.12 | 34776.12 | 33498.65 | 16803.55 | 16803.55
| Year 6 | 5387.89 | 36862.69 | 36862.69 | 36011.05 | 15983.86 | 15983.86
| Year 7 | 5926.68 | 39074.45 | 39074.45 | 38711.88 | 17422.4 | 17422.4
| Total Maintenance Cost: | 24343.85 | 174471.54 | 174471.54 | 168370.6 | 81908.59 | 81908.59
Maintenance Entails: A Fully Comprehensive 5-Year Preventative Maintenance/Service and Corrective Maintenance/Repair contract covering all equipment, hardware and software. This contract would cover, but not be limited to the following: ALL PARTS (including Batteries, Flow sensors and Oxygen sensor), labour, travelling, accommodation, service and repair. The 5-Year Maintenance Plan must also include all quality check, quality assurance requirements, calibrations , Software updates and upgrades.This contract will commence after the 2-Year warranty period has expired.
9 | Estimated Life-span | 10 Years | 10-12 Years | 10-12 Years | 10 Years | 12 Years | 12 Years
# | RT2-02-02
1 | Item Number: RT2-02-02
2 | Item Name: VENTILATOR PAEDIATRIC / ADULT
3 | Item Description: The unit must be able to ventilate and monitor paediatric and adult patients
4 | Suppliers' Name | Ecomed Medical (Offer 2) | SSEM-Mthembu Medical (Offer 1) | Getinge (Offer 2) | SSEM-Mthembu Medical (Offer 2) | Class Three Medical Solutions (Offer 1) | Respiratory Care Africa (Offer 1) | Phoenix Neomed (Offer 1) | Respiratory Care Africa (Offer 2) | Drager South Africa (Offer 1) | Drager South Africa (Offer 2) | Drager South Africa (Offer 3) | Mbuso Medical Supplies | Phoenix Neomed (Offer 3) | Getinge (Offer 1) | Medhold Medical | Phoenix Neomed (Offer 2)
4.1 | Make/Brand | MINDRAY | Hamilton | Maquet | Hamilton | Tecme | Bellavista | Event MEDICAL | Bellavista | Draeger | Draeger | Draeger | Nihon kohden | eVent Medical | Maquet | GE | eVent Medical
4.2 | Model | SV 600 | Hamilton C1 | Servo Air | Hamilton C3 | Neumovent TS | 1000 | INSPIRATION 7i FLAGSHIP | 1000E | Savina 300 Select | Evita V600 | Evita V800 | NKV550 | eVolution 3e | Servo u | Carescape R860 | INSPIRATION 7i-l
4.3 | Country of Origin | China | Switzerland | Sweden | Switzerland | Argentina | Switzerland | USA | Switzerland | Germany | Germany | Germany | Japan | USA | Sweden | USA | USA
4.4 | Lead time | 8 Weeks | 28-42 days | 6-8 Weeks | 28-42 days | 2-8 Weeks | 13 Weeks | 6-8 Weeks | 13 Weeks | 8-14 Weeks | 8-14 Weeks | 8-14 Weeks | 4-8 Weeks | 6-8 Weeks | 6-8 Weeks | 6-8 Weeks | 6-8 Weeks
4.5 | Standard Accessories & Consumables(Starter Pack)
4.5.1 | Patient circuit
4.5.2 | Reusable, sterilizable Paeds Mask
4.5.3 | Reusable, sterilizable Adult Mask
4.5.4 | Flow sensor.
4.5.5 | Test lung
4.5.6 | Test circuit
4.5.7 | Bacteria filter (pk of 5)
4.5.8 | Air filters (pk of 5)
5 | Warranty (2-Year): Year 1 and Year 2
6 | Warranty Entails: A 2-Year warranty against poor workmanship and latent defects and parts. This must be all inclusive and include, BUT NOT LIMITED TO, amongst others, ALL PARTS (including Batteries), Labour, Traveling and Accommodation. The 2-Year warranty must also include all quality check, quality assurance requirements, Preventative Maintenance/Calibrations, Software updates and upgrades to be included. This 2-Year warranty will commence after formal Commissioning and handover of the equipment.
7 | Unit Price(Inclusive of VAT, Standard Accessories & Consumables, and 2-Year Warranty) | 267728.62 | 281114.91 | 268753.57 | 363640.2 | 408364.9 | 326423 | 539512.14 | 460711 | 233534.71 | 379934.5 | 435915.14 | 515000 | 327162.34 | 530656.78 | 482460.35 | 409308.56
8 | Post Warranty 5 Year Comprehensive Maintenance
| Year 3 | 13893 | 9474.47 | 14796.73 | 12946.04 | 3872 | 8476 | 16180.5 | 8476 | 24903.91 | 30950.62 | 30950.62 | 29476.23 | 9487.5 | 16282.68 | 53085.02 | 16180.5
| Year 4 | 13893 | 9474.47 | 16128.43 | 9319 | 4259.2 | 13145 | 36731 | 13145 | 26398.14 | 32807.66 | 32807.66 | 31686.94 | 21781 | 15416.1 | 41862.74 | 36731
| Year 5 | 13893 | 9474.47 | 17579.99 | 10446.04 | 4898.08 | 10111 | 19458 | 10111 | 27982.03 | 34776.12 | 34776.12 | 34063.46 | 10465 | 16803.55 | 43257.36 | 19458
| Year 6 | 13893 | 9474.47 | 19162.19 | 9319 | 5387.89 | 15248 | 43688.5 | 15248 | 29660.95 | 36862.69 | 36862.69 | 36618.22 | 24035 | 15983.86 | 71211.81 | 43688.5
| Year 7 | 13893 | 9474.47 | 20886.78 | 9319 | 5926.68 | 12077 | 23414 | 12077 | 31440.61 | 39074.45 | 39074.45 | 39364.59 | 11500 | 17422.4 | 54852.14 | 23414
| Total Maintenance Cost: | 69465 | 47372.35 | 88554.12 | 51349.08 | 24343.85 | 59057 | 139472 | 59057 | 140385.64 | 174471.54 | 174471.54 | 171209.44 | 77268.5 | 81908.59 | 264269.07 | 139472
Maintenance Entails: A Fully Comprehensive 5-Year Preventative Maintenance/Service and Corrective Maintenance/Repair contract covering all equipment, hardware and software. This contract would cover, but not be limited to the following: ALL PARTS (including Batteries), labour, travelling, accommodation, service and repair. The 5-Year Maintenance Plan must also include all quality check, quality assurance requirements, calibrations , Software updates and upgrades.This contract will commence after the 2-Year warranty period has expired.
9 | Estimated Life-span | 10 Years | 10-12 Years | 12 Years | 10-12 Years | 10 Years | 8-10 Years | 10 Years | 8-10 Years | 10-12 Years | 10-12 Years | 10-12 Years | 10 Years | 10 Years | 12 Years | 10 Years | 7 to 10 Years
# | RT2-02-05
1 | Item Number: RT2-02-05
2 | Item Name: VENTILATOR CPAP
3 | Item Description: An electronically controlled & monitored CPAP flow system to safely and effectively deliver fresh gas via a nasal interface or mask to the airways of neonate and paediatric patients
4 | Suppliers' Name | Class Three Medical Solution | SSEM-Mthembu Medical | Respiratory Care Africa | Phoenix Neomed
4.1 | Make/Brand | COMEN | Medin | Vyaire Acutronic | Wilamed
4.2 | Model | NV 8 | NC3 | Fabian Therapy Evolution with SW5.0 | Wilaflow Elite
4.3 | Country of Origin | China | Germany | Switzerland | Germany
4.4 | Lead time | 2-8 Weeks | 8 Weeks | 14 Weeks | 6-8 Weeks
4.5 | Standard Accessories & Consumables(Starter Pack)
4.5.1 | 5 sets of silicone nasal prongs (each set must include 3 different neonatal sizes)
4.5.2 | 5 sets of CPAP bonnets (each set to include 3 different neonatal sizes)
4.5.3 | 5 neonatal circuits
4.5.4 | Humidifier
4.5.5 | Temperature probes for humidifier
4.5.6 | Circuit holding arm
5 | Warranty (2-Year): Year 1 and Year 2
6 | Warranty Entails: A 2-Year warranty against poor workmanship and latent defects and parts. This must be all inclusive and include, BUT NOT LIMITED TO, amongst others, ALL PARTS (including Batteries, Flow sensors and oxygen cell), Labour, Traveling and Accommodation. The 2-Year warranty must also include all quality check, quality assurance requirements, Preventative Maintenance/Calibrations, Software updates and upgrades to be included. This 2-Year warranty will commence after formal Commissioning and handover of the equipment.
7 | Unit Price(Inclusive of VAT, Standard Accessories & Consumables, and 2-Year Warranty) | 192876.9 | 197821.6209 | 230270 | 234897.31
8 | Post Warranty 5 Year Comprehensive Maintenance
| Year 3 | 2950 | 9487.67 | 8285 | 11960
| Year 4 | 3392.5 | 9487.67 | 8703 | 8935.5
| Year 5 | 3731.75 | 9487.67 | 9003 | 9400.1
| Year 6 | 4291.51 | 9487.67 | 9850 | 13788.5
| Year 7 | 4720.66 | 9487.67 | 10780 | 10350
| Total Maintenance Cost: | 19086.42 | 47438.35 | 46621 | 54434.1
Maintenance Entails: A Fully Comprehensive 5-Year Preventative Maintenance/Service and Corrective Maintenance/Repair contract covering all equipment, hardware and software. This contract would cover, but not be limited to the following: ALL PARTS (including Batteries, Flow sensors and oxygen cell), labour, travelling, accommodation, service and repair. The 5-Year Maintenance Plan must also include all quality check, quality assurance requirements, calibrations , Software updates and upgrades.This contract will commence after the 2-Year warranty period has expired.
9 | Estimated Life-span | 10 Years | 10-12 Years | 10 Years | 7 to 10 Years
# | RT2-02-06
1 | Item Number: RT2-02-06
2 | Item Name: VENTILATOR TRANSPORT ADULT / PAEDIATRIC
3 | Item Description: High-end Transport ventilator, suitable for adult / paediatric patients, that integrates ventilation with comprehensive monitoring capability,with intergrated Air supply via compressor or scroll pump. Hot swap battery function .An optional colour display of ventilation parameters, graphics and trends must be available
4 | Suppliers' Name | Ecomed Medical (Offer 1) | Class Three Medical Solution | SSEM-Mthembu Medical (Offer 2) | SSEM-Mthembu Medical (Offer 1) | Respiratory Care Africa | Mbuso Medical Supplies | Mr First Aid
4.1 | Make/Brand | MINDRAY | FLIGHT MEDICAL | Hamilton | Hamilton | SIARE | AIR LIQUIDE MEDICAL SYSTEMS | Fritz Stephan Gmbh
4.2 | Model | SV 3OO | FLIGHT 60 | Hamilton C1 | T1 | Falco 202 Evo | MONNAL T60 (KA010000) | Eve IN
4.3 | Country of Origin | China | Israel | Switzerland | Switzerland | Italy | France | Germany
4.4 | Lead time | 8 Weeks | 2-8 Weeks | 8 Weeks | 8 Weeks | 11 Weeks | 4-8 Weeks | 6-8 Weeks
4.5 | Standard Accessories & Consumables(Starter Pack)
4.5.1 | Adult breathing circuit
4.5.2 | External charger
4.5.3 | Carry bag and bed clamp
5 | Warranty (2-Year): Year 1 and Year 2
6 | Warranty Entails: A 2-Year warranty against poor workmanship and latent defects and parts. This must be all inclusive and include, BUT NOT LIMITED TO, amongst others, ALL PARTS (including Batteries, Flow sensors and oxygen cell), Labour, Traveling and Accommodation. The 2-Year warranty must also include all quality check, quality assurance requirements, Preventative Maintenance/Calibrations, Software updates and upgrades to be included. This 2-Year warranty will commence after formal Commissioning and handover of the equipment.
7 | Unit Price(Inclusive of VAT, Standard Accessories & Consumables, and 2-Year Warranty) | 141750.38 | 240625.9 | 235648.63 | 315666.09 | 262647 | 368663.58 | 478272.91
8 | Post Warranty 5 Year Comprehensive Maintenance
| Year 3 | 13893 | 2620 | 9474.46 | 9474.46 | 9603 | 15704.98 | 26096.87
| Year 4 | 13893 | 2882 | 9474.46 | 9474.46 | 19496 | 16882.85 | 27042.16
| Year 5 | 13893 | 3314.3 | 9474.46 | 9474.46 | 11424 | 17000 | 26096.87
| Year 6 | 13893 | 3645.73 | 9474.46 | 9474.46 | 22209 | 18275 | 28065.92
| Year 7 | 13893 | 4192.59 | 9474.46 | 9474.46 | 13603 | 17800 | 28065.92
| Total Maintenance Cost: | 69465 | 16654.62 | 47372.3 | 47372.3 | 76335 | 85662.83 | 135367.74
Maintenance Entails: A Fully Comprehensive 5-Year Preventative Maintenance/Service and Corrective Maintenance/Repair contract covering all equipment, hardware and software. This contract would cover, but not be limited to the following: ALL PARTS (including Batteries, Flow sensors and oxygen cell), labour, travelling, accommodation, service and repair. The 5-Year Maintenance Plan must also include all quality check, quality assurance requirements, calibrations , Software updates and upgrades.This contract will commence after the 2-Year warranty period has expired.
9 | Estimated Life-span | 10 Years | 10 Years | 10-12 Years | 10-12 Years | 10 Years | 10 Years | 8 Years
# | RT2-02-07
1 | Item Number: RT2-02-07
2 | Item Name: VENTILATOR ,TRANSPORT, NEONATAL
3 | Item Description: A Basic Transport ventilator, suitable for Neonatal patients, that integrates ventilation with basic monitoring capability and a miniminum battery life of 4 hours
4 | Suppliers' Name | Ecomed Medical | SSEM-Mthembu Medical (Offer 2) | SSEM-Mthembu Medical (Offer 1) | Respiratory Care Africa
4.1 | Make/Brand | Resvent Medical Technology Co., Ltd | Hamilton | Hamilton | SIARE
4.2 | Model | iHope RV200 | Hamilton C1 Neo | T1 | Falco 202 Evo
4.3 | Country of Origin | China | Switzerland | Switzerland | Italy
4.4 | Lead time | 8 Weeks | 8 Weeks | 8 Weeks | 11 Weeks
4.5 | Standard Accessories & Consumables(Starter Pack)
4.5.1 | Neonatal breathing circuits
4.5.2 | External charger
4.5.3 | Carry bag and bed clamp
5 | Warranty (2-Year): Year 1 and Year 2
6 | Warranty Entails: A 2-Year warranty against poor workmanship and latent defects and parts. This must be all inclusive and include, BUT NOT LIMITED TO, amongst others, ALL PARTS (including Batteries,Flow sensors & Oxygen cell), Labour, Traveling and Accommodation. The 2-Year warranty must also include all quality check, quality assurance requirements, Preventative Maintenance/Calibrations, Software updates and upgrades to be included. This 2-Year warranty will commence after formal Commissioning and handover of the equipment.
7 | Unit Price(Inclusive of VAT, Standard Accessories & Consumables, and 2-Year Warranty) | 214993.61 | 235648.63 | 315666.09 | 358505
8 | Post Warranty 5 Year Comprehensive Maintenance
| Year 3 | 11405.5 | 9474.47 | 9474.47 | 9603
| Year 4 | 11405.5 | 9474.47 | 9474.47 | 19496
| Year 5 | 11405.5 | 9474.47 | 9474.47 | 11424
| Year 6 | 11405.5 | 9474.47 | 9474.47 | 22209
| Year 7 | 11405.5 | 9474.47 | 9474.47 | 13603
| Total Maintenance Cost: | 57027.5 | 47372.35 | 47372.35 | 76335
Maintenance Entails: A Fully Comprehensive 5-Year Preventative Maintenance/Service and Corrective Maintenance/Repair contract covering all equipment, hardware and software. This contract would cover, but not be limited to the following: ALL PARTS (including Batteries, Flow sensors and oxygen cell), labour, travelling, accommodation, service and repair. The 5-Year Maintenance Plan must also include all quality check, quality assurance requirements, calibrations , Software updates and upgrades.This contract will commence after the 2-Year warranty period has expired.
9 | Estimated Life-span | 10 Years | 10-12 Years | 10-12 Years | 10 Years
# | RT2-02-08
1 | Item Number: RT2-02-08
2 | Item Name: HF OSCILLATOR, NEONATAL / PAEDIATRIC
3 | Item Description: The unit must be a piston driven oscillation with no need for centering manually
4 | Suppliers' Name | Drager South Africa (Offer 1) | Drager South Africa (Offer 2) | SSEM-Mthembu Medical
4.1 | Make/Brand | Draeger | Draeger | SLE
4.2 | Model | Babylog VN600 | Babylog VN800 | SLE 6000
4.3 | Country of Origin | Germany | Germany | Great Britain
4.4 | Lead time | 8-14 Weeks | 8-14 Weeks | 8 Weeks
4.5 | Standard Accessories & Consumables(Starter Pack)
4.1.1 | Neonatal breathing circuits
4.1.2 | External charger
4.1.3 | Carry bag and bed clamp
5 | Warranty (2-Year): Year 1 and Year 2
6 | Warranty Entails: A 2-Year warranty against poor workmanship and latent defects and parts. This must be all inclusive and include, BUT NOT LIMITED TO, amongst others, ALL PARTS (including Batteries,Flow sensors & Oxygen cell), Labour, Traveling and Accommodation. The 2-Year warranty must also include all quality check, quality assurance requirements, Preventative Maintenance/Calibrations, Software updates and upgrades to be included. This 2-Year warranty will commence after formal Commissioning and handover of the equipment.
7 | Unit Price(Inclusive of VAT, Standard Accessories & Consumables, and 2-Year Warranty) | 291718.58 | 441171.25 | 496751.4868
8 | Post Warranty 5 Year Comprehensive Maintenance
| Year 3 | 30950.62 | 30950.62 | 10000.4
| Year 4 | 32807.66 | 32807.66 | 10000.4
| Year 5 | 34776.12 | 34776.12 | 10000.4
| Year 6 | 36862.69 | 36862.69 | 10000.4
| Year 7 | 39074.45 | 39074.45 | 10000.4
| Total Maintenance Cost: | 174471.54 | 174471.54 | 50002
Maintenance Entails: A Fully Comprehensive 5-Year Preventative Maintenance/Service and Corrective Maintenance/Repair contract covering all equipment, hardware and software. This contract would cover, but not be limited to the following: ALL PARTS (including Batteries, Flow sensors and oxygen cell), labour, travelling, accommodation, service and repair. The 5-Year Maintenance Plan must also include all quality check, quality assurance requirements, calibrations , Software updates and upgrades.This contract will commence after the 2-Year warranty period has expired.
9 | Estimated Life-span | 10-12 Years | 10-12 Years | 10-12 Years
# | RT2-02-09
1 | Item Number: RT2-02-09
2 | Item Name: RESUSCITATOR, INFANT, GAS POWERED
3 | Item Description: Must be able to provide 100% oxygen for infants up to 10 kg
4 | Suppliers' Name | SSEM-Mthembu Medical | Respiratory Care Africa (Offer 2) | Ecomed Medical | Phoenix Neomed (Offer 1) | Respiratory Care Africa (Offer 1) | East Coast Medial Northern Region (Offer 1)
4.1 | Make/Brand | Fanem | Atom Medical | DISON | NICE NEOTECH | Fisher & Paykel | Ningbo David
4.3 | Model | Babypuff | Resusciflow | BR-100 | HORNPUFF | Neopuff | David NEO-I
4.4 | Country of Origin | Brazil | Japan | China | Turkey | New Zealand | China
4.5 | Lead time | 8 Weeks | 20 Weeks | 8 Weeks | 6-8 Weeks | 18 Weeks | 4-6 Weeks
4.6 | Standard Accessories & Consumables(Starter Pack)
5 | Warranty (2-Year): Year 1 and Year 2
6 | Warranty Entails: A 2-Year warranty against poor workmanship and latent defects and parts. This must be all inclusive and include, BUT NOT LIMITED TO, amongst others, ALL PARTS (including Batteries), Labour, Traveling and Accommodation. The 2-Year warranty must also include all quality check, quality assurance requirements, Preventative Maintenance/Calibrations, Software updates and upgrades to be included. This 2-Year warranty will commence after formal Commissioning and handover of the equipment.
7 | Unit Price(Inclusive of VAT, Standard Accessories & Consumables, and 2-Year Warranty) | 6568.01 | 12208 | 12973.8 | 13843.04 | 14151 | 9213.9
8 | Estimated Life-span | 8 Years | 10 Years | 10 Years | 8 Years | 7 Years | 10 Years
# | RT2-02-10
1 | Item Number: RT2-02-010
2 | Item Name: HEATED HUMIDIFIER, SERVO CONTROL TYPE
3 | Item Description: A device design to adjust the amount of moisture in the respiratory device
4 | Suppliers' Name | Phoenix Neomed (Offer 2) | SSEM-Mthembu Medical | Respiratory Care Africa (Offer 1) | Phoenix Neomed (Offer 1) | Respiratory Care Africa (Offer 2) | Mbuso Medical Supplies | Ecomed Medical
4.1 | Make/Brand | INSPIRED | Hamilton | Fisher & Paykel | Vadi | Fisher & Paykel | Great Group Medical | WUXI JIKE
4.2 | Model | VBH20 | Hamilton H900 | MR850 | VH3000 | F&P950 | VH-26008-230 | SH530
4.3 | Country of Origin | Hong Kong | Switzerland | New Zealand | Taiwan | New Zealand | Taiwan | China
4.4 | Lead time | 6-8 Weeks | 8 Weeks | 23 Weeks | 6-8 Weeks | 21 Weeks | 4-8 Weeks | 8 Weeks
4.5 | Standard Accessories & Consumables(Starter Pack)
4.5.1 | Mounting bracket
4.5.2 | Heater wire x 5
4.5.3 | Temperature probe x 5
4.5.4 | Humidifier chamber
5 | Warranty (2-Year): Year 1 and Year 2
6 | Warranty Entails: A 2-Year warranty against poor workmanship and latent defects and parts. This must be all inclusive and include, BUT NOT LIMITED TO, amongst others, ALL PARTS, Labour, Traveling and Accommodation. The 2-Year warranty must also include all quality check, quality assurance requirements, Preventative Maintenance/Calibrations, Software updates and upgrades to be included. This 2-Year warranty will commence after formal Commissioning and handover of the equipment.
7 | Unit Price(Inclusive of VAT, Standard Accessories & Consumables, and 2-Year Warranty) | 20155.9 | 19740.07 | 22064 | 26768.51 | 25237 | 28749.95 | 28134.79
8 | Estimated Life-span | 5 Years | 10-12 Years | 7 Years | 3 Years | 7 Years | 10 Years | 10 Years
# | RT2-02-11
1 | Item Number: RT2-02-11
2 | Item Name: BLENDER - AIR/OXYGEN, LOW FLOW
3 | Item Description: A medical device used to mix Medical Air and hospital grade Oxygen (O2) into a gas source ranging from 21% (normal) to 100% (max) oxygen
4 | Suppliers' Name | Ecomed Medical | Gabler Medical Devices | Evotec Electronics | Respiratory Care Africa | East Coast Medial Northern Region
4.1 | Make/Brand | AMOUL | Gentec | MAXTEC | Bird | Ningbo David
4.2 | Model | 689-C | GMX30E-Air/O2 P15A6 | MICROMAX (971/30619) | Ultra 10040A | KY-20A
4.3 | Country of Origin | China | China | USA | USA | China
4.4 | Lead time | 8 Weeks | 8 Weeks | 3-8 Weeks | 15 Weeks | 4-8 Weeks
4.5 | Standard Accessories & Consumables(Starter Pack)
4.1.1 | Mounting bracket (Rail or pole bracket suitable for the institution)
4.6.2 | At least 1.5m Colour-coded hoses complete with heyer connectors
5 | Warranty (2-Year): Year 1 and Year 2
6 | Warranty Entails: A 2-Year warranty against poor workmanship and latent defects and parts. This must be all inclusive and include, BUT NOT LIMITED TO, amongst others, ALL PARTS (including Batteries, Flow sensors and Oxygen sensor), Labour, Traveling and Accommodation. The 2-Year warranty must also include all quality check, quality assurance requirements, Preventative Maintenance/Calibrations, Software updates and upgrades to be included. This 2-Year warranty will commence after formal Commissioning and handover of the equipment.
7 | Unit Price(Inclusive of VAT, Standard Accessories & Consumables, and 2-Year Warranty) | 17743.69 | 29910.04 | 32142.5 | 41777 | 10329.6
8 | Post Warranty 5 Year Comprehensive Maintenance
| Year 3 | 1009.8 | 2704.9 | 1610 | 0 | 1342.83
| Year 4 | 1009.8 | 2806.93 | 1771 | 9537 | 1342.83
| Year 5 | 1009.8 | 2914.07 | 1948.1 | 0 | 1342.83
| Year 6 | 1009.8 | 3026.56 | 2142.91 | 9727 | 1342.83
| Year 7 | 1009.8 | 3144.67 | 2357.2 | 0 | 1342.83
| Total Maintenance Cost: | 5049 | 14597.13 | 9829.21 | 19264 | 6714.15
Maintenance Entails: A Fully Comprehensive 5-Year Preventative Maintenance/Service and Corrective Maintenance/Repair contract covering all equipment, hardware and software. This contract would cover, but not be limited to the following: ALL PARTS, labour, travelling, accommodation, service and repair. The 5-Year Maintenance Plan must also include all quality check, quality assurance requirements, calibrations , Software updates and upgrades.This contract will commence after the 2-Year warranty period has expired.
9 | Estimated Life-span | 10 Years | 10 Years | 10 Years | 10-12 Years | 8 Years
# | RT2-02-12
1 | Item Number: RT2-02-12
2 | Item Name: BLENDER - AIR/OXYGEN, HIGH FLOW
3 | Item Description: A medical device used to mix Medical Air and hospital grade Oxygen (O2) into a gas source ranging from 21% (normal) to 100% (max) oxygen
4 | Suppliers' Name | Ecomed Medical | Gabler Medical Devices | Evotec Electronics
4.1 | Make/Brand | AMOUL | Gentec | MAXTEC
4.2 | Model | 689 - B | GMX120E- Air/O2- P15A50 | MICROMAX (971/30619)
4.3 | Country of Origin | China | China | USA
4.4 | Lead time | 8 Weeks | 8 Weeks | 3-8 Weeks
4.5 | Standard Accessories & Consumables(Starter Pack)
4.5.1 | Consumables used for day to day operations should be specified.
4.5.2 | Price and planned inflationary increase on consumable costs.
4.5.3 | Price of Optional Accessories ( Brackets or Flow Meters)
5 | Warranty (2-Year): Year 1 and Year 2
6 | Warranty Entails: A 2-Year warranty against poor workmanship and latent defects and parts. This must be all inclusive and include, BUT NOT LIMITED TO, amongst others, ALL PARTS (including Batteries, Flow sensors and Oxygen sensor), Labour, Traveling and Accommodation. The 2-Year warranty must also include all quality check, quality assurance requirements, Preventative Maintenance/Calibrations, Software updates and upgrades to be included. This 2-Year warranty will commence after formal Commissioning and handover of the equipment.
7 | Unit Price(Inclusive of VAT, Standard Accessories & Consumables, and 2-Year Warranty) | 17041.26 | 30474.35 | 32142.5
8 | Post Warranty 5 Year Comprehensive Maintenance
| Year 3 | 1009.8 | 2738.11 | 1610
| Year 4 | 1009.8 | 2875.01 | 1771
| Year 5 | 1009.8 | 3018.76 | 1948.1
| Year 6 | 1009.8 | 3169.7 | 2142.91
| Year 7 | 1009.8 | 3328.19 | 2357.2
| Total Maintenance Cost: | 5049 | 15129.77 | 9829.21
Maintenance Entails: A Fully Comprehensive 5-Year Preventative Maintenance/Service and Corrective Maintenance/Repair contract covering all equipment, hardware and software. This contract would cover, but not be limited to the following: ALL PARTS, labour, travelling, accommodation, service and repair. The 5-Year Maintenance Plan must also include all quality check, quality assurance requirements, calibrations , Software updates and upgrades.This contract will commence after the 2-Year warranty period has expired.
9 | Estimated Life-span | 7 Years | 10 Years | 7 Years |  |  |  |  | 8 Years |  | 10 Years |  | 10 Years
# | RT2-02-13
1 | Item Number: RT2-02-13
2 | Item Name: PULMONARY FUNCTION UNIT
3 | Item Description: Device used in diagnostic procedures to detect lung disease.
4 | Suppliers' Name | SSEM-Mthembu Medical (Offer 1) | Respiratory Care Africa | Tecmed Pharma
4.1 | Make/Brand | Vitalograph | Vyaire Micro Medical | Schiller
4.2 | Model | Alpha 6000(65600) | Microlab MK8 | CS-104 Spiroscout SP Plus
4.3 | Country of Origin | Ireland/RSA | Germany | Switzerland
4.4 | Lead time | 6-8 Weeks | 14 Weeks | 6-8 Weeks
4.5 | Standard Accessories & Consumables(Starter Pack)
4.5.1 | spirometry sensor
4.5.2 | calibration syringe
4.5.3 | Weather station
4.5.4 | mouth pieces
4.5.5 | paper
5 | Warranty (2-Year): Year 1 and Year 2
6 | Warranty Entails: A 2-Year warranty against poor workmanship and latent defects and parts. This must be all inclusive and include, BUT NOT LIMITED TO, amongst others, ALL PARTS, Labour, Traveling and Accommodation. The 2-Year warranty must also include all quality check, quality assurance requirements, Preventative Maintenance/Calibrations, Software updates and upgrades to be included. This 2-Year warranty will commence after formal Commissioning and handover of the equipment.
7 | Unit Price(Inclusive of VAT, Standard Accessories & Consumables, and 2-Year Warranty) | 52961.99 | 55531 | 69193.49
8 | Estimated Life-span | 10-12 Years | 8 Years | 8 Years
# | RT2-02-14
1 | Item Number: RT2-02-14
2 | Item Name: OXYGEN FLOWMETER, SINGLE
3 | Item Description: Flowmeter must be of the pressure compensated type and fit directly into the Oxygen outlet
4 | Suppliers' Name | Ecomed Medical | Duromed | Respiratory Care Africa | Gabler Medical Devices
4.1 | Make/Brand | Danyang Xinya | ACARE TECHNOLOGY CO.LTD | Hersille | Gabler
4.3 | Model | FM4546-S | FA-OB-71 | Hersille Flowmeter-Oxyll | FOF 150-911511
4.4 | Country of Origin | China | China | Spain | RSA
4.5 | Lead time | 8 Weeks | 8 Weeks | 11 Weeks | 1 Week
4.6 | Standard Accessories & Consumables(Starter Pack)
5 | Warranty (2-Year): Year 1 and Year 2
6 | Warranty Entails: A 2-Year warranty against poor workmanship and latent defects and parts. This must be all inclusive and include, BUT NOT LIMITED TO, amongst others, ALL PARTS (including Batteries, Flow sensors and Oxygen sensor), Labour, Traveling and Accommodation. The 2-Year warranty must also include all quality check, quality assurance requirements, Preventative Maintenance/Calibrations, Software updates and upgrades to be included. This 2-Year warranty will commence after formal Commissioning and handover of the equipment.
7 | Unit Price(Inclusive of VAT, Standard Accessories & Consumables, and 2-Year Warranty) | 394.43 | 760.54 | 958 | 622.45
8 | Estimated Life-span | 7 Years | 5 Years | 10 Years | 7 Years
# | RT2-02-15
1 | Item Number: RT2-02-15
2 | Item Name: OXYGEN FLOWMETER, DOUBLE
3 | Item Description: Flowmeter must be of the pressure compensated type and fit directly into the Oxygen outlet
4 | Suppliers' Name | Ecomed Medical | Duromed | Gabler Medical Devices
4.1 | Make/Brand | Danyang Xinya | ACARE TECHNOLOGY CO.LTD | Gabler
4.2 | Model | FM4546-S | FA-OT-71 | FOF150-911511
4.3 | Country of Origin | China | China | RSA
4.4 | Lead time | 8 Weeks | 8 Weeks | 1 Week
4.5 | Standard Accessories & Consumables(Starter Pack)
5 | Warranty (2-Year): Year 1 and Year 2
6 | Warranty Entails: A 2-Year warranty against poor workmanship and latent defects and parts. This must be all inclusive and include, BUT NOT LIMITED TO, amongst others, ALL PARTS (including Batteries, Flow sensors and Oxygen sensor), Labour, Traveling and Accommodation. The 2-Year warranty must also include all quality check, quality assurance requirements, Preventative Maintenance/Calibrations, Software updates and upgrades to be included. This 2-Year warranty will commence after formal Commissioning and handover of the equipment.
7 | Unit Price(Inclusive of VAT, Standard Accessories & Consumables, and 2-Year Warranty) | 732.1 | 1170.99 | 1471.99
8 | Estimated Life-span | 7 Years | 5 Years | 7 Years
# | RT2-02-16
1 | Item Number: RT2-02-16
2 | Item Name: Nebulizer, Ultrasonic
3 | Item Description: A humidifier using high-frequency electricity to power a transducer that vibrates and divides liquid into particles in its nebulizing chamber; used in inhalation therapy.
4 | Suppliers' Name | Class Three Medical Solution | Ecomed Medical
4.1 | Make/Brand | Inspired Medical | ELMASLAR
4.2 | Model | VGR-001A | UN600A
4.3 | Country of Origin | China | Turkey
4.4 | Lead time | 2-8 Weeks | 8 Weeks
4.5 | Standard Accessories & Consumables(Starter Pack)
4.5.1 | Adult and Paeds Mask
4.5.2 | Mouth piece
4.5.3 | Hose
4.5.4 | Medication cups (pk of 5)
5 | Warranty (2-Year): Year 1 and Year 2
6 | Warranty Entails: A 2-Year warranty against poor workmanship and latent defects and parts. This must be all inclusive and include, BUT NOT LIMITED TO, amongst others, ALL PARTS, Labour, Traveling and Accommodation. The 2-Year warranty must also include all quality check, quality assurance requirements, Preventative Maintenance/Calibrations, Software updates and upgrades to be included. This 2-Year warranty will commence after formal Commissioning and handover of the equipment.
7 | Unit Price(Inclusive of VAT, Standard Accessories & Consumables, and 2-Year Warranty) | 7998.85 | 14087.6
8 | Estimated Life-span | 10 Years | 10 Years

## Cat 2 Replacement Accessories
RT2-2021 SUPPLY, DELIVERY, INSTALLATION, COMMISSIONING AND MAINTENANCE OF MEDICAL EQUIPMENT TO THE STATE FOR THE PERIOD 01 DECEMBER 2021 TO 30 NOVEMBER 2024
CATEGORY 2: VENTILATION & RESPIRATORY EQUIPMENT
# | RT2-02-01
1 | Item Number: RT2-02-01
2 | Item Name: Ventilator: Neonatal/Paediatric
3 | Item Description: Ventilator with the latest technology to ventilate neonates and paediatric patients (500g to 20kg) in the Neonatal (premature and full term newborns) and Paediatric Intensive Care Units
4 | Bidders' Name | Getinge (Offer 1) | Getinge (Offer 2) | Drager South Africa (Offer 1) | Draeger SA Offer 2 | Mbuso Medical | Class Three Medical
4.1 | Make/Brand | Maquet | Maquet | Draeger | Draeger | Nihon kohden | Tecme
4.2 | Model | Servo n | Servo n + HF | Babylog VN600 | Babylog VN800 | NKV550 | Neumovent TS
4.3 | Country of Origin | Sweden | Sweden | Germany | Germany | Japan | Argentina
4.4 | Lead time | 30-40 days | 30-40 days | 28 days | 28 days | 4-8 weeks | 2-8 Weeks
5 | Replacement Accessories & Consumables List
RT2-02-01a | Addition of HFOV Mode (UPGRADE) | 87894.92 | 87894.92 | 72437.93 | Standard with device | Not Offered | Not Offered
RT2-02-01b | Bacteria filter (pk of 10) | R5 123,21 (x60) | R5 123,21 (x60) | 249.88 | 249.88 | 417.83 | 285.25
RT2-02-01c | Neonatal patient circuit (Pk of 10) | R2 563,67 (x20) | R2 563,67 (x20) | 6611.47 | 6605.32 | 8731.47 | 4620.58
RT2-02-01d | Paeds patient circuits (Pk of 10) | R2 563,67 (x20) | R2 563,67 (x20) | Not Offered | Not Offered | 8731.47 | 4620.58
RT2-02-01e | Test lung for neonates | 939.97 | 939.97 | 989.17 | 989.17 | 6957.7 | 1210
RT2-02-01f | Flow sensors | Not offered | Not offered | 2285.1 | 2285.1 | 6522.62 | 1890.65
RT2-02-01g | Oxygen cell | 2406.97 | 2406.97 | Not Offered | Not Offered | 6548.6 | 2120.54
RT2-02-01h | Medical Air compressor (Mountable to ventilator trolley) | 62594.92 | 62594.92 | 57570.64 | 57570.64 | 80925.78 | 14747.6
# | RT2-02-02
1 | Item Number: RT2-02-02
2 | Item Name: VENTILATOR PAEDIATRIC/ADULT
3 | Item Description:
4 | Bidders' Name | Getinge (Offer 1) | Getinge (Offer 2) | Medhold Medical | SSEM-Mthembu Medical Offer 2 | SSEM-Mthembu Medical Offer 1 | Ecomed Medical (Offer 2) | Respiratory Care Africa (Offer 1) | Respiratory Care Africa (Offer 2) | Draeger Offer 1 | Draeger Offer 2 | Draeger Offer 3 | MBUSO MEDICAL | CLASS THREE MEDICAL SOLUTIONS OPTION 1 | PHOENIX NEOMED Offer 1 | PHOENIX NEOMED Offer 2 | PHOENIX NEOMED Offer 3
4.1 | Make/Brand | Maquet | Maquet | GE | Hamilton | Hamilton | MINDRAY | Bellavista | Bellavista | Draeger | Draeger | Draeger | Nihon kohden | Tecme | Event MEDICAL | Event MEDICAL | eVent Medical
4.2 | Model | Servo u | Servo Air | Carescape R860 | Hamilton C3 | Hamilton C1 | SV 600 | 1000 | 1000E | Savina 300 Select | Evita V600 | Evita V800 | NKV550 | Neumovent TS | INSPIRATION 7i FLAGSHIP | INSPIRATION 7i | eVolution 3e
4.3 | Country of Origin | Sweden | Sweden | Sweden (Various suppliers for accessories) | Switzerland | Switzerland | China | Switzerland/New Zealand/Ireland | Switzerland/New Zealand/Ireland | Germany (RT2-02-02k: New Zealand) | Germany (RT2-02-02k: New Zealand) | Germany (RT2-02-02k: New Zealand) | Japan/Taiwan | Argentina | USA/Taiwan/Slovakia/South Africa | USA/Taiwan/Slovakia/South Africa | USA/Taiwan/Slovakia/South Africa
4.4 | Lead time | 30-40 days | 30-40 days | 6-8 weeks ex stock | 28-42 days | 28-42 days | Not Offered | 14 days/Ex Stock | 14 days/Ex Stock | 7 days (RT2-02-02o: 28 days) | 7 days (RT2-02-02n: 28 days) | 7 days (RT2-02-02n: 28 days) | 4-8 weeks | 2-8 Weeks | 4-6 week | 4-6 week | 4-6 week
5 | Replacement Accessories & Consumables List
RT2-02-02a | Reusable patient circuit (Box of 10) | 883.42 | 883.42 | 27538.64 | 20129.78 | 19871.71 | 31036.67 | 32572 | 37633.75 | 25951.93 | 25951.93 | 25951.93 | 16000 | 5620.85 | 14827.89 | 14827.89 | 14827.89
RT2-02-02b | Reusable, sterilizable Paeds Mask (Inflatable) | R6 369,37 (x10 Small) R6 388,83 (x10 Medium) | R6 369,37 (x10 Small) R6 388,83 (x10 Medium) | 364.34 | R3 172,79 (Small) R3 172,79 (Medium) | R3 172,79 (Small) R3 172,79 (Medium) | 466.47 | 1369 | 1581.25 | 1864.77 | 1864.77 | 1864.77 | 3000 | 442.5 | 1878.32 | 1878.32 | 1878.32
RT2-02-02c | Reusable, sterilizable Adult Mask (Inflatable) | 6388.83 | 6388.83 | 364.34 | 3172.79 | 3172.79 | 466.47 | 1369 | 1581.25 | 1862.49 | 1862.49 | 1862.49 | 3000 | 442.5 | 1878.32 | 1878.32 | 1878.32
RT2-02-02d | Flow sensor. | Not offered | Not offered | 8730.34 | 612.18 | 3299.71 | Not offered | 7564 | 7395.3846 | R1 679,11 (x5) | R1 679,11 (x5) | R1 679,11 (x5) | 6150 | 6587.64 | 7249.76 | 7249.76 | 1088.85
RT2-02-02e | Test lung | 1017.81 | 1017.81 | 2909.5 | 1836.88 | 1910.09 | 3348.56 | 1410 | 1725 | 2755.08 | 2755.08 | 2755.08 | 6534.2 | 1950.47 | 990.97 | 990.97 | 990.97
RT2-02-02f | Test circuit | Not offered | Not offered | 83.7 | 272.53 | 1910.36 | 349.85 | 154 | 190.9 | 1572.34 | 1572.34 | 1572.34 | 820 | 2200 | 1468.11 | 1468.11 | 1468.11
RT2-02-02g | Bacteria filter (pk of 5) | R 5 123,32 (x60) | R 5 123,32 (x60) | 362.56 | 14.03 | 291.19 | 340.48 | 181 | 209.3 | 1036.92 | 1036.92 | 1036.92 | R392.40 (x10) | R285.25 (x10) | 1468.11 | 1468.11 | 1468.11
RT2-02-02h | Air filters (pk of 5) | 249.26 | 249.26 | 2475.55 | 551.06 | 14.98 | 11315.97 | No Quote | No Quote | 249.88 | 249.88 | 249.88 | 1315.8 | 2124.1 | 703.47 | 703.47 | 703.47
RT2-02-02i | Adult disposable patient circuit (Pk of 10) | R2 571,28(x20) | R2 571,28(x20) | 837.04 | 1391.35 | 588.81 | 3490.17 | 9259 | 11407.54 | R1 572,34 (x25) | R1 572,34 (x25) | R1 572,34 (x25) | 8200 | 2200 | 734.05 | 734.05 | 734.05
RT2-02-02j | Paeds disposable patient circuits (Pk of 10) | R2 563,67 (x20) | R2 563,67 (x20) | 837.04 | (R 1 858,92 x 10) R 18 589,20 | (R 1 391,35 x 10) R 13 913.50 | 3490.17 | 9259 | 11490.34 | R1 716,44 (x25) | R1 716,44 (x25) | R1 716,44 (x25) | 8200 | 2200 | 5542.11 | 5542.11 | 5542.11
RT2-02-02k | Temperature probes for humidifier | 2043.86 | 2043.86 | 4178.09 | (R 1 858,92 x 10) R 18 589,20 | (R 1 858,92 x 10) R 1 8589,20 | 1724.26 | 3347 | 4059.6769 | 4821.4 | 4821.4 | 4821.4 | 4800 | 1865.2 | 2768 | 2768 | 2768
UPGRADES
RT2-02-02l | Built-in nebulizer | Not offered | Not offered | Built into the ventilator | Included | Not Included | Included | 12810 | No Quote | 0 | Not Offered | Not Offered | 7800 | Not Offered | Not offered | Not offered | Not offered
RT2-02-02m | Compressor air: 0.2 to 0.7 bar | 62594.92 | 62594.92 | Built into the ventilator trolley | Included | Included | Included | Not offered | No Quote | 0 | Not Offered | Not Offered | 76000 | 105915.14 | 68669.93 | 68669.93 | 68669.93
RT2-02-02n | Humidifier | 25212.71 | 25212.71 | 33526.43 | 23378.48 | 23378.48 | 16935.44 | R22 064,00 (F&P MR850 Humidifier) R25 237,00 (F&P MR850 Humidifier) | R28 854.10 (F&P MR850 Humidifier) R29 646.67 (F&P MR850 Humidifier) | Not Offered | 37206.38 | Not Offered | 26178.22 | 76494.44 | 24715.6 | 24715.6 | 24715.6
| The humidifier must be dual servo controlled with an alarm system | [8 empty] | Not Offered | Not Offered | Not Offered | Not Offered | Not Offered | Not Offered | Not Offered | Not Offered
| All accessories for the humidifier must be included | [8 empty] | Not Offered | Not Offered | Not Offered | Not Offered | Not Offered | Not Offered | Not Offered | Not Offered
| Humidifier must have a hose heating element, dual temperature probe and electrical adapter. | [8 empty] | Not Offered | Not Offered | Not Offered | Not Offered | Not Offered | Not Offered | Not Offered | Not Offered
RT2-02-02o | End Tidal CO2 curve | Not offered | Not offered | 79918.4 | R9 518,38 R41 747,28 (CAPNOSTAT Mainstream sensor) | R9 518,38 R41 747,28 (CAPNOSTAT Mainstream sensor) | 18475.4 | 49269 | R56 925.00 (301.114.000 - Mainstream Capnography) | R13,175,13 (Option1 Savina OPC6598) R37206,38 (Options 2 & 3) | Not Offered | R13,175,13 (Option1 Savina OPC6598) R37206,38 (Options 2 & 3) | 92137.99 | 55820.31 | Not offered | Not offered | Not offered
RT2-02-02p | Printer | Not offered | Not offered | Not Applicable, can be connected via a central station | Not Offered | Not Offered | Not offered | Not offered | Not Offered | Not Offered | Not Offered | Not Offered | Not Offered | Not Offered | 6117.12 | 5750 | 5750
RT2-02-02q | MANEUVERS | Not offered | Not offered | Not offered | 36738.64 | Not Offered | Included | 28740 | Included | Not Offered | Not Offered | Not Offered | COMES WITH VENT STANDARD | Not Offered | Not offered | Not offered | Not offered
# | RT2-02-05
1 | Item Number: RT2-02-05
2 | Item Name: VENTILATOR CPAP
3 | Item Description:
4 | Bidders' Name | SSEM-Mthembu Medical | Respiratory Care Africa | Class Three Medical Solutions | Phoenix Neopmed | SSEM-Mthembu Medical
4.1 | Make/Brand | Medin | Vyaire Acutronic | COMEN | Wilamed | Medin
4.2 | Model | NC3 | Fabian Therapy Evolution with SW5.0 | NV 8 | Wilaflow Elite | NC3
4.3 | Country of Origin | Germany | Switzerland/USA | China | Honk Kong/Germany | Germany
4.4 | Lead time | 8 weeks | Ex stock | 60 days | 1 week | 8 Weeks
5 | Replacement Accessories & Consumables List
RT2-02-05a | 5 sets of silicone nasal prongs (each set must include 3 different neonatal sizes) | R1 054.31 | 5019 | 4079.69 | 734.05 | 1054.31
RT2-02-05b | 5 sets of CPAP bonnets (each set to include 3 different neonatal sizes) | 608.26 | 4395 | 3824.71 | 1088.85 | 608.26
RT2-02-05c | 5 neonatal circuits | (R1 317,89 x 5) R 6 589,45 | 5742 | 2209.83 | 13396.49 | 1317.89
RT2-02-05d | Temperature probes for humidifier | Not Offered | 3347 | 1912.36 | Not offered | 6984.94
RT2-02-05e | Circuit holding arm | 6984.9408 | 7299 | 2974.78 | Not offered | 146.04
# | RT2-02-06
1 | Item Number: RT2-02-06
2 | Item Name: Ventilator Transport Adult / Paediatric
3 | Item Description:
4 | Bidders' Name | Mr First Aid | SSEM-Mthembu Medical( Offer 1) | SSEM-Mthembu Medical (Offer 2) | Ecomed Medical (Offer 1) | Respiratory Care Africa | MBUSO MEDICAL | CLASS THREE MEDICAL SOLUTIONS
4.1 | Make/Brand | Fritz Stephan Gmbh | Hamilton | Hamilton | MINDRAY | SIARE | AIR LIQUIDE MEDICAL SYSTEMS | FLIGHT MEDICAL
4.2 | Model | Eve IN | T1 | Hamilton C1 | SV 3OO | Falco 202 Evo | MONNAL T60 (KA010000) | FLIGHT 60
4.3 | Country of Origin | Germany | Switzerland | Switzerland | China | Italy/USA | Taiwan/France | Israel
4.4 | Lead time | 6-8 weeks | 28-42 days | 28-42 days | Not Offered | 35 days/Ex Stock | 4-8 weeks | 60 days
5 | Replacement Accessories & Consumables List
RT2-02-06a | Adult breathing circuit | 1504.88 | 628.33 | 628.33 | 441.48 | R157.00: FISRT116 | 1277.78 | 4251.6
RT2-02-06b | External charger | 6809.7 | 13538.86 | 13538.86 | 7565.5 | Not offered | 6973.3 | No Quote
RT2-02-06c | Carry bag and | 1431.52 | 2431.36 | 2431.36 | 1197.4 | R24,976.00: SIAREG00214000 | 6587.86 | 2327.49
RT2-02-06d | Bed clamp | Standard and Built into the main unit | 5210.06 | included | 5940.16 | Not offered | 17939.97 | Not offered
# | RT2-02-07
1 | Item Number: RT2-02-07
2 | Item Name: Ventilator ,Transport , Neonatal
3 | Item Description:
4 | Bidders' Name | SSEM-Mthembu Medical (Offer 1) | SSEM-Mthembu Medical (Offer 2) | Ecomed Medical | Respiratory Care Africa
4.1 | Make/Brand | Hamilton | Hamilton | Resvent Medical Technology Co., Ltd | SIARE
4.2 | Model | T1 | Hamilton C1 Neo | iHope RV200 | Falco 202 Evo
4.3 | Country of Origin | Switzerland | Switzerland | China | Italy/USA
4.4 | Lead time | 28-42 days | 28-42 days | Not Offered | 35 days/Ex Stock
5 | Replacement Accessories & Consumables List
RT2-02-07a | Neonatal breathing circuit | 1083.69 | 1083.69 | 349.85 | R1 750.00: SIARE001562/SLRN
RT2-02-07b | External charger | Not offered | Not offered | Not offered | Not offered
RT2-02-07c | Carry bag and | 2003.87 | 2003.87 | 1663.87 | R24,976.00: SIAREG00214000
RT2-02-07d | Bed clamp | 5009.67 | 5009.67 | 1197.4 | Not offered
# | RT2-02-08
1 | Item Number: RT2-02-08
2 | Item Name: HF Oscillator, Neonatal/Paediatricl
3 | Item Description:
4 | Bidders' Name | SSEM-Mthembu Medical Medical | Draeger (Offer 1) | Draeger (Offer 2) | Phoenix Neomed
4.1 | Make/Brand | SLE | Draeger | Draeger | Metran
4.2 | Model | SLE 6000 | Babylog VN600 | Babylog VN800 | Humming Vue
4.3 | Country of Origin | Great Britain | Germany | Germany | Japan
4.4 | Lead time | 8 weeks | 7 days | 7 days | 1 week
5 | Replacement Accessories & Consumables List
RT2-02-08a | Oscillator circuit (Pk of 10) | 8189.8 | 6605.32 | 6611.47 | 20196.3
# | RT2-02-09
1 | Item Number: RT2-02-09
2 | Item Name: Resuscitator, infant, gas powered
3 | Item Description:
4 | Bidders' Name | SSEM-Mthembu Medical | Ecomed Medical | Respiratory Care Africa (Offer 1) | Respiratory Care Africa (Offer 2) | Phoenix Neomed (Offer 1) | East Coast Medial Northern Region Offer 1
4.1 | Make/Brand | Fanem | DISON | Fisher & Paykel | Atom Medical | NICE NEOTECH | Ningbo David
4.2 | Model | Babypuff | BR-100 | Neopuff | Resusciflow | HORNPUFF | David NEO-I
4.3 | Country of Origin | Brazil | China | New Zealand/RSA/USA | Japan/RSA/USA | USA | China
4.4 | Lead time | 56 days | 8 Weeks | 21 days/Ex Stock | 21 days/Ex Stock | 4-6 weeks | 1 week
5 | Replacement Accessories & Consumables List
RT2-02-09a | Air/O2 blender (Upgrade) | 49322.86 | 1625.19 | 14670.78 | 29889 | 23067.65 | 11879.04
RT2-02-09b | Suction availability (Upgrade) | Not offered | Not Offered | 29889 | 11030 | Not offered | 3167.74
# | RT2-02-10
1 | Item Number: RT2-02-010
2 | Item Name: Heated Humidifier, servo control type
3 | Item Description: A device design to adjust the amount of moisture in the respiratory device
4 | Bidders' Name | Ecomed Medical | SSEM-Mthembu Medical Medical | Respiratory Care Africa (Offer 1) | Respiratory Care Africa (Offer 2) | MBUSO MEDICAL SUPPLIES | PHOENIX NEOMED OFFER 1 | PHOENIX NEOMED OFFER 2
4.1 | Make/Brand | WUXI JIKE | Hamilton | Fisher & Paykel | Fisher & Paykel | Great Group Medical | Vadi | INSPIRED
4.2 | Model | SH530 | Hamilton H900 | MR850 | F&P950 | VH-26008-230 | VH3000 | VBH20
4.3 | Country of Origin | China | Switzerland | New Zealand | New Zealand | Taiwan | RSA/Taiwan | Hong Kong
4.4 | Lead time | Not Offered | 24-42 days | Ex Stock | Ex Stock | 4-8 weeks | 1 week | 1 week
5 | Replacement Accessories & Consumables List
RT2-02-10a | Mounting bracket | 4916.25 | R907,23 R2 189,69 R4 676,59 | 689 | 689 | 7240.73 | 623.95 | Included
RT2-02-10b | Heater wire | 1405.05 | 1391.35 | 1123 | 2284.7846 | 4237.96 | Not offered | 1318.85
RT2-02-10c | Temperature probe | 1124.8 | 1391.35 | 3347 | NA | 5111.1 | 2768 | 1318.85
RT2-02-10d | Humidifier chamber | 282.15 | R1 391,35 R256,83 | 9259 | NA | 3195.56 | 73.41 | 134.58
# | RT2-02-11
1 | Item Number: RT2-02-11
2 | Item Name: BLENDER - AIR/OXYGEN, LOW FLOW
3 | Item Description: A medical device used to mix Medical Air and hospital grade Oxygen (O2) into a gas source ranging from 21% (normal) to 100% (max) oxygen
4 | Bidders' Name | Gabler Medical Devices | Evotec Electronics | Ecomed Medical | Respiratory Care Africa | East Coast Medial Northern Region
4.1 | Make/Brand | Gentec | MAXTEC | AMOUL | Bird | Ningbo David
4.2 | Model | GMX30E-Air/O2 P15A6 | MICROMAX (971/30619) | 689-C | Ultra 10040A | KY-20A
4.3 | Country of Origin | RSA/Import | USA | China | RSA/USA/New Zealand | China
4.4 | Lead time | 3-10 days | 5-7 days | Not Offered | 14-35 days/Ex Stock | 1 week
5 | Replacement Accessories & Consumables List
RT2-02-11a | Mobile stand | 3076.44 | 2990 | 5244.01 | 5962.0312 | 3959.68
RT2-02-11b | Mounting bracket | 915.36 | 2185 | 1213.02 | 588.6562 | 593
RT2-02-11c | Flow meter | 611.54 | 2277 | 485.21 |  | 227.31
RT2-02-11d | Control knob | 299.17 | INCLUDED | 71.84 |  | 1231.9
# | RT2-02-12
1 | Item Number: RT2-02-12
2 | Item Name: Blender - Air/Oxygen, High Flow
3 | Item Description: A medical device used to mix Medical Air and hospital grade Oxygen (O2) into a gas source ranging from 21% (normal) to 100% (max) oxygen
4 | Bidders' Name | Gabler Medical Devices | Evotec Electronics | Ecomed Medical
4.1 | Make/Brand |  | MAXTEC | AMOUL
4.2 | Model | GMX120E- Air/O2- P15A50 | MICROMAX (971/30619) | 689 - B
4.3 | Country of Origin | RSA/Import | USA | China
4.4 | Lead time | 3-10 days | 5-7 days | Not Offered
5 | Replacement Accessories & Consumables List
RT2-02-12a | Mobile stand | 3065.91 | 2990 | 4244.01
RT2-02-12b | Mounting bracket | 912.23 | 2185 | 1213.02
RT2-02-12c | Flow meter | 609.45 | 2277 | 485.21
RT2-02-12d | Control knob | 298.14 | INCLUDED | 71
# | RT2-02-13
1 | Item Number: RT2-02-13
2 | Item Name: Pulmonary Function Unit
3 | Item Description: Device used in diagnostic procedures to detect lung disease.
4 | Bidders' Name | SSEM-Mthembu Medical (Offer 1) | Respiratory Care Africa | Tecmed Pharma
4.2 | Make/Brand | Vitalograph | Vyaire Micro Medical | Schiller
4.3 | Model | Alpha 6000(65600) | Microlab MK8 | CS-104 Spiroscout SP Plus
4.4 | Country of Origin | RSA/Ireland | Germany | SWITZERLAND/RSA
4.5 | Lead time | 6-8 weeks | 14 days/Ex Stock | 4-6 days
5 | Replacement Accessories & Consumables List
RT2-02-13a | Spirometry sensor | 44278.9489 | 3507 | 34806.75
RT2-02-13b | Calibration syringe | 7866.72 | 9474 | 4673.31
RT2-02-13c | Weather station | 1528.4912 | Included | 2286.2
RT2-02-13d | Mouth pieces | 776.25 | 1584 | 2989.86
RT2-02-13e | Paper | 575 | 1237 | Not Offered
# | RT2-02-14
1 | Item Number: RT2-02-14
2 | Item Name: Oxygen Flowmeter, single
3 | Item Description:
4 | Bidders' Name | Gabler Medical Devices | Ecomed Medical | Duromed cc | Respiratory Care Africa
4.1 | Make/Brand | Gabler | Danyang Xinya | ACARE TECHNOLOGY CO.LTD | Hersille
4.2 | Model | FOF150-911511 | FM4546-S | FA-OB-71 | Hersille Flowmeter-Oxyll
4.3 | Country of Origin | RSA | China | Taiwan | Spain
4.4 | Lead time | 3 days | Not Offered | 7 days | 21 days/Ex Stock
5 | Replacement Accessories & Consumables List
RT2-02-14a | Outer/flow tube (Pk of 10) | 146.93 | 273.01 | 1026.12 | 858
RT2-02-14b | Inner tube (Pk of 10) | 759.86 | 238.34 | 1448.64 | 858
RT2-02-14c | Flow ball (pk of 10) | 204.37 | 68.25 | 965.76 | 279
RT2-02-14d | Tail piece (Xmas tree-plastic) Pk of 100 | 3454.47 | 682.52 | 3018.01 | 3650
RT2-02-14e | Flow Knob (Pk of 10) | 80.82 | 68.25 | 2897.29 | 3122
# | RT2-02-15
1 | Item Number: RT2-02-15
2 | Item Name: Oxygen Flowmeter, double
3 | Item Description:
4 | Bidders' Name | Gabler Medical Devices | Ecomed Medical | Duromed
4.1 | Make/Brand | Gabler | Danyang Xinya | ACARE TECHNOLOGY CO.LTD
4.2 | Model | FOF150-911511 | FM4546-S | FA-OT-71
4.3 | Country of Origin | RSA/Imported | China | Taiwan
4.4 | Lead time | 3 days | Not Offered | 7 days
5 | Replacement Accessories & Consumables List
RT2-02-15a | Outer/flow tube (Pk of 10) | 149.6 | 273.01 | 1026.12
RT2-02-15b | Inner tube (Pk of 10) | 773.66 | 239.38 | 1448.64
RT2-02-15c | Flow ball (pk of 10) | 208.08 | 68.25 | 965.76
RT2-02-15d | Tail piece (Xmas tree-plastic) Pk of 100 | 3517.19 | 682.52 | 3018.01
RT2-02-15e | Flow Knob (Pk of 10) | 82.29 | 68.25 | 2897.29
# | RT2-02-16
1 | Item Number: RT2-02-16
2 | Item Name: Nebulizer, Ultrasonic
3 | Item Description: A humidifier using high-frequency electricity to power a transducer that vibrates and divides liquid into particles in its nebulizing chamber; used in inhalation therapy.
4 | Bidders' Name | Ecomed Medical | Class Three Medical Solution
4.1 | Make/Brand | ELMASLAR | Inspired Medical
4.2 | Model | UN600A | VGR-001A
4.3 | Country of Origin | Turkey | China
4.4 | Lead time | Not Offered | 60 days
5 | Replacement Accessories & Consumables List
RT2-02-16a | Adult and Paeds Mask | 49.46 | 1276.5
RT2-02-16b | Mouth piece | 17.8 | 165.6
RT2-02-16c | Hose | 675.4 | 1276.5
RT2-02-16d | Medication cups (pk of 5) | 1731.55 | 140

## Category 3 Paediatric Care
RT2-2021 SUPPLY, DELIVERY, INSTALLATION, COMMISSIONING AND MAINTENANCE OF MEDICAL EQUIPMENT TO THE STATE FOR THE PERIOD 01 DECEMBER 2021 TO 30 NOVEMBER 2024
RT2-2021 CONTRACT PRICING WITH REPLACEMENT ACCESSORIES
CATEGORY 3: PAEDIATRIC CARE EQUIPMENT
# | RT2-03-03
1 | Item Number: RT2-03-03
2 | Item Name: APNEA MONITOR, AIRFLOW CO2 SENSOR [FOR ICU & HIGH CARE UNIT USE]
3 | Item Description: A monitoring device, for continuous respiratory surveillance in neonates and infants, using an airflow/CO2 sensor.
4 | Suppliers' Name | Medtronic
4.1 | Make/Brand | Covidien
4.2 | Model | CAP35 (PM35MN03)
4.3 | Country of Origin | Israel
4.4 | Lead time | 2 Weeks
4.5 | Standard Accessories & Consumables(Starter Pack)
4.5.1 | Sensor
4.5.2 | Rechargeable battery
5 | Warranty (2-year): Year 1 and Year 2
6 | Warranty Entails: A 2-year warranty against poor workmanship and latent defects and parts. This must be all inclusive and include, BUT NOT LIMITED TO, amongst others, ALL PARTS (including Batteries), Labour, Traveling and Accommodation. The 2-year warranty must also include all quality check, quality assurance requirements, Preventative Maintenance/Calibrations, Software updates and upgrades to be included. This 2-year warranty will commence after formal Commissioning and handover of the equipment.
7 | Unit Price(Inclusive of VAT, Standard Accessories & Consumables, and 2-year Warranty) | 33276.45
8 | Estimated Life-span | 10 Years
# | RT2-03-04
1 | Item Number: RT2-03-04
2 | Item Name: BILLIRUBIN METER XENON
3 | Item Description: Non-invasive transcutaneous bilirubin measuring device to assess the risk of neonatal hyperbilirubinemia using Xenon technology
4 | Suppliers' Name | Drager South Africa
4.1 | Make/Brand | Drager
4.2 | Model | JM-105
4.3 | Country of Origin | Germany
4.4 | Lead time | 8-14 Weeks
4.5 | Standard Accessories & Consumables(Starter Pack)
4.5.1 | Protective carry case
4.5.2 | Rechargeable battery
5 | Warranty (2-year): Year 1 and Year 2
6 | Warranty Entails: A 2-year warranty against poor workmanship and latent defects and parts. This must be all inclusive and include, BUT NOT LIMITED TO, amongst others, ALL PARTS (including Batteries), Labour, Traveling and Accommodation. The 2-year warranty must also include all quality check, quality assurance requirements, Preventative Maintenance/Calibrations, Software updates and upgrades to be included. This 2-year warranty will commence after formal Commissioning and handover of the equipment.
7 | Unit Price(Inclusive of VAT, Standard Accessories & Consumables, and 2-year Warranty) | 69435.33
8 | Estimated Life-span | 5 Years
# | RT2-03-07
1 | Item Number: RT2-03-07
2 | Item Name: ICU CRIB
3 | Item Description: A crib used to provide patient support and relief in the intesive care unit.
4 | Suppliers' Name | Medhold Medical (Offer 1) | SSEM Mthembu Medical (Offer 1) | SSEM-Mthembu Medical (Offer 2) | Ecomed Medical | Class Three Medical Solution | Phoenix Neomed (Offer 1) | Phoenix Neomed (Offer 2) | Drager South Africa | East Coast Medial Northern Region
[7 empty] | With Built-in Scale | Without Built-in Scale
4.1 | Make/Brand | GE | Fanem | Fanem | DISON | Comen | internatiol Biomedical | internatiol Biomedical | Drager | Ningbo David
4.2 | Model | Giraffe Warmer | Ampla 2085 Colour | Ampla 2085 LED | BN-100A TOP GRADE | BQ 80 | NuBorne 500 | NuBorne 500 | RESUSCITATAIRE | HKN-93C
4.3 | Country of Origin | USA | Brazil | Brazil | China | China | USA | USA | Germany | China
4.4 | Lead time | 6 - 8 Weeks | 8 Weeks | 8 Weeks | 8 Weeks | 2 - 8 Weeks | 6 - 8 Weeks | 6-8 Weeks | 8-14 Weeks | 4-6 Weeks
4.5 | Standard Accessories & Consumables (Starter Pack)
4.5.1 | Temperature probe
4.5.2 | Disposable hydrophobic bacterial filters, box of 10
4.5.3 | IV pole
4.5.4 | Shelf for monitor
4.5.5 | Instrument tray
4.5.6 | Battery
5 | Warranty (2-year): Year 1 and Year 2
6 | Warranty Entails: A 2-year warranty against poor workmanship and latent defects and parts. This must be all inclusive and include, BUT NOT LIMITED TO, amongst others, ALL PARTS (including Batteries), Labour, Traveling and Accommodation. The 2-year warranty must also include all quality check, quality assurance requirements, Preventative Maintenance/Calibrations, Software updates and upgrades to be included. This 2-year warranty will commence after formal Commissioning and handover of the equipment.
7 | Unit Price(Inclusive of VAT, Standard Accessories & Consumables, and 2-year Warranty) | 308279.24 | 146220.63 | 107899.84 | 78994.2 | 170201.75 | 245466.46 | 217365.65 | 218404.19 | 144903.05
8 | Estimated Life-span | 10 Years | 8 Years | 8 Years | 10 Years | 10 Years | 8 Years | 8 Years | 8 Years | 10 Years
# | RT2-03-08
1 | Item Number: RT2-03-08
2 | Item Name: INCUBATOR ICU
3 | Item Description: A unit that provides a closed, controlled environment that warms an infant by circulating heated air around the infant´s skin, and is to be used in the neonatal intensive care unit
4 | Suppliers' Name | Medhold Medical | BEM Medical | Ecomed Medical | Respiratory Care Africa | Tecmed Pharma | Class Three Medical Solution (Offer 1) | Drager South Africa (Offer 1) | Drager South Africa (Offer 2) | Mbuso Medical Supplies | East Coast Medial Northern Region (Offer 1)
[5 empty] | Monitor stand to accommodate 10kg | Must comprise cylinder holder
4.1 | Make/Brand | GE | PHOENIX | DISON | Atom medical Coporation | Comen | COMEN | DRAGER | DRAGER | ERTUNC | Ningbo David
4.2 | Model | Giraffe Incubator | INC 200 | BB-200 | Atom Air Incu 1 | B6 | B3 (OPTION 1) | ISOLETTE C2000 | ISOLETTE 8000Plus | MAGIC LOGGIA M | YP-920
4.3 | Country of Origin | USA | India | China | Japan | China | China | Germany | Germany | TURKEY | China
4.4 | Lead time | 6 - 8 Weeks | 3 - 6 Weeks | 8 Weeks | 20 Weeks | 3 - 8 Weeks | 2 - 8 Weeks | 8-14 Weeks | 8-14 Weeks | 4-8 Weeks | 4-6 Weeks
4.5 | Standard Accessories & Consumables (Starter Pack)
4.51 | Bacterial filter (X 4)
4.52 | Skin temperature probe (reusable)
4.53 | Covers for temperature probe
4.54 | Internal battery for alarms
5 | Warranty (2-year): Year 1 and Year 2
6 | Warranty Entails: A 2-year warranty against poor workmanship and latent defects and parts. This must be all inclusive and include, BUT NOT LIMITED TO, amongst others, ALL PARTS (including Batteries), Labour, Traveling and Accommodation. The 2-year warranty must also include all quality check, quality assurance requirements, Preventative Maintenance/Calibrations, Software updates and upgrades to be included. This 2-year warranty will commence after formal Commissioning and handover of the equipment.
7 | Unit Price(Inclusive of VAT, Standard Accessories & Consumables, and 2-year Warranty) | 276789.12 | 121387.12 | 91798.86 | 150514 | 215362.31 | 115800.94 | 141088.9 | 240983.2 | 231108 | 109969.05
8 | Estimated Life-span | 10 Years | 10 Years | 10 Years | 10 Years | 10 Years | 10 Years | 8 Years | 8 Years | 10 Years | 10 Years
# | RT2-03-09
1 | Item Number: RT2-03-09
2 | Item Name: INCUBATOR (STANDARD)
3 | Item Description: A unit that provides a closed, controlled environment that warms an infant by circulating heated air around the infant´s skin
4 | Suppliers' Name | BEM Medical | Ecomed Medical | Duromed | Tecmed Pharma | Drager South Africa | Respiratory Care Africa | Class Three Medical Solution | Phoenix Neomed (Offer 1) | Phoenix Neomed (Offer 2) | Medhold | Mbuso Medical Supplies | East Coast Medial Northern Region (Offer 2)
4.1 | Make/Brand | PHOENIX | DISON | OKUMAN | Comen | DRAGER | Atom medical Coporation | BNG MEDICAL | Tended Elektrnik Yazilim Muh | Bistos | GE | ERTUNC | Ningbo David
4.2 | Model | INC200 | BB-200 | OKM 801 | B6 | ISOLETTE C2000 | Atom Air Incu 1 | ECOLA 300 | Tende VAV | BT-500 | Giraffe Incubator | MAGIC LOGGIA M | YP-910
4.3 | Country of Origin | India | China | Turkey | China | Germany | Japan | China | Turkey | South Korea | USA | TURKEY | China
4.4 | Lead time | 3 - 6 Weeks | 8 Weeks | 8 Weeks | 3 - 8 Weeks | 8-14 Weeks | 21 Weeks | 2 - 8 Weeks | 6 - 8 Weeks | 6 - 8 Weeks | 6 - 8 weeks | 4-8 Weeks | 4-6 Weeks
4.5 | Standard Accessories & Consumables (Starter Pack)
4.5.1 | Bacterial filter (Pk of 4)
4.5.2 | Skin temperature probe (reusable)
5 | Warranty (2-year): Year 1 and Year 2
6 | Warranty Entails: A 2-year warranty against poor workmanship and latent defects and parts. This must be all inclusive and include, BUT NOT LIMITED TO, amongst others, ALL PARTS (including Batteries), Labour, Traveling and Accommodation. The 2-year warranty must also include all quality check, quality assurance requirements, Preventative Maintenance/Calibrations, Software updates and upgrades to be included. This 2-year warranty will commence after formal Commissioning and handover of the equipment.
7 | Unit Price(Inclusive of VAT, Standard Accessories & Consumables, and 2-year Warranty) | 104880.74 | 85296.13 | 97750 | 207390.55 | 133820.12 | 126592 | 102971.71 | 139388.77 | 91827.5 | 253858.53 | 217512 | 86622.25
8 | Estimated Life-span | 10 Years | 10 Years | 10 Years | 10 Years | 8 Years | 15 Years | 10 Years | 8 Years | 8 to 10 Years | 10 Years | 10 Years | 10 Years
# | RT2-03-10
1 | Item Number: RT2-03-10
2 | Item Name: INCUBATOR, TRANSPORT
3 | Item Description: A unit used to transport infants safely, while providing a closed, controlled environment that warms an infant by circulating heated air around the infant´s skin.
4 | Suppliers' Name | Ecomed Medical | Phoenix Neomed | Drager South Africa | East Coast Medial Northern Region
4.1 | Make/Brand | DISON | TENDE ELECTRONIK YAZILIM MUH | Drager | Ningbo David
4.2 | Model | BT-100 | TENDE VAV-TR | TI 500 Transport | TI-2000
4.3 | Country of Origin | China | Turkey | Germany | China
4.4 | Lead time | 8 Weeks | 6 - 8 Weeks | 8-14 Weeks | 4 - 6 Weeks
4.5 | Standard Accessories & Consumables (Starter Pack)
4.5.1 | Bacterial filter (Pk of 4)
4.5.2 | Skin temperature probe (reusable)
4.5.3 | Covers for temperature probe (Pk of 25)
5 | Warranty (2-year): Year 1 and Year 2
6 | Warranty Entails: A 2-year warranty against poor workmanship and latent defects and parts. This must be all inclusive and include, BUT NOT LIMITED TO, amongst others, ALL PARTS (including Batteries), Labour, Traveling and Accommodation. The 2-year warranty must also include all quality check, quality assurance requirements, Preventative Maintenance/Calibrations, Software updates and upgrades to be included. This 2-year warranty will commence after formal Commissioning and handover of the equipment.
7 | Unit Price(Inclusive of VAT, Standard Accessories & Consumables, and 2-year Warranty) | 130247.19 | 148291.16 | 192336.26 | 93658.02
8 | Estimated Life-span | 10 Years | 8 Years | 8 Years | 10 Years+
# | RT2-03-11
1 | Item Number: RT2-03-11
2 | Item Name: INFANT RADIANT WARMER
3 | Item Description: A warming device to provide uniformal heat to the body using an overhead heating source
4 | Suppliers' Name | Medhold Medical | SSEM Mthembu Medical | Evotec Electronics | BEM Medical | Ecomed Medical | Respiratory Care Africa (Offer 2) | Mbuso Medical Supplies | Class Three Medical Solution | Phoenix Neomed | Drager South Africa | East Coast Medial Northern Region
4.1 | Make/Brand | GE | Fanem | BNG | PHOENIX MEDICAL SYSTEM PVT LTD | DISON | Atom Medical Coporation | ERTUNC OZCAN | Comen | Bistos | Drager | Ningbo David
4.2 | Model | Lullaby Warmer | Ampla 2085 LED | Ecosy630 | NWC-100/NRC-100 | BN-100 | Atom Sunflower warmer Hi-Lo tilt | BABY REST M100 | BQ 80 | BT-550 | Babytherm 8004 | HKN-93B
4.3 | Country of Origin | USA | Brazil | China | India | China | Japan | Turkey | China | South Korea | Germany | China
4.4 | Lead time | 6 - 8 Weeks | 8 Weeks | 3 - 8 Weeks | 3 - 8 Weeks | 8 Weeks | 20 Weeks | 4 - 8 Weeks | 6-8 Weeks | 6-8 Weeks | 8-14 Weeks | 4 - 6 Weeks
4.5 | Standard Accessories & Consumables (Starter Pack)
4.5.1 | Reusable Temperature probe
4.5.2 | Mattress
5 | Warranty (2-year): Year 1 and Year 2
6 | Warranty Entails: A 2-year warranty against poor workmanship and latent defects and parts. This must be all inclusive and include, BUT NOT LIMITED TO, amongst others, ALL PARTS (including Batteries), Labour, Traveling and Accommodation. The 2-year warranty must also include all quality check, quality assurance requirements, Preventative Maintenance/Calibrations, Software updates and upgrades to be included. This 2-year warranty will commence after formal Commissioning and handover of the equipment.
7 | Unit Price(Inclusive of VAT, Standard Accessories & Consumables, and 2-year Warranty) | 60192.07 | 63727.83 | 90620 | 74036.48 | 48912.9 | 163351 | 183498.82 | 103371.06 | 69196.83 | 168398.48 | 59675.68
8 | Estimated Life-span | 10 Years | 8 Years | 10 Years | 10 Years | 10 Years | 10 Years | 10 Years | 10 Years | 8 Years | 8 Years | 10 Years+
# | RT2-03-12
1 | Item Number: RT2-03-12
2 | Item Name: PHOTOTHERAPY LIGHT (LED)
3 | Item Description: The phototherapy light system must be suitable for the treatment of neonatal hyperbilirubinemia
4 | Suppliers' Name | Ecomed Medical | Phoenix Neomed (Offer 2) | Evotec Electronics | Class Three Medical Solution | BEM Medical | Duromed | SSEM Mthembu Medical | Respiratory Care Africa (Offer 1) | Gabler Medical Devices | Respiratory Care Africa (Offer 2) | East Coast Medial Northern Region
4.1 | Make/Brand | DISON | Tende Elektronik | BNG | COMEN | PHOENIX | OKUMAN | Fanem | JW Bioscience Coporation | Gabler | Natus Medical Incoporated | Ningbo David
4.2 | Model | BL-50 | Care Blue | BN300 (791/30552) | BQ80A | BRILLIANCE PRO | BC 050 000 | Bilitron Sky 5006 | JW-PU1000 | FNP300 | Natus Neoblue Compact | XHZ-90P
4.3 | Country of Origin | China | Turkey | China | China | India | Turkey | Brazil | Korea | China | USA | China
4.4 | Lead time | 8 Weeks | 6-8 Weeks | 3 - 8 Weeks | 2-8 Weeks | 3-6 Weeks | 8 Weeks | 8 Weeks | 10 Weeks | 8 Weeks | 13 Weeks | 4 - 6 Weeks
5 | Warranty (2-year): Year 1 and Year 2
6 | Warranty Entails: A 2-year warranty against poor workmanship and latent defects and parts. This must be all inclusive and include, BUT NOT LIMITED TO, amongst others, ALL PARTS (including Batteries), Labour, Traveling and Accommodation. The 2-year warranty must also include all quality check, quality assurance requirements, Preventative Maintenance/Calibrations, Software updates and upgrades to be included. This 2-year warranty will commence after formal Commissioning and handover of the equipment.
7 | Unit Price (Inclusive of VAT, Standard Accessories & Consumables, and 2-year Warranty) | 21799.08 | 23067.65 | 23575 | 24096.1 | 24560.76 | 27025 | 30853.4 | 31045 | 36936.64 | 61916 | 18789.19
8 | Estimated Life-span | 10 Years | 8 Years | 10 Years | 10 Years | 10 Years | 15 Years | 8 Years | 3 Years | 7 Years | 3 Years | 10 Years+
# | RT2-03-13
1 | Item Number: RT2-03-13
2 | Item Name: PHOTOTHERAPY BLANKET LED
3 | Item Description: The phototherapy light system must be suitable for the treatment of neonatal hyperbilirubinemia
4 | Suppliers' Name | Respiratory Care Africa (Offer 1) | Respiratory Care Africa (Offer 2) | Medhold Medical
4.1 | Make/Brand | Natus Medical Incoporated | Atom Medical Incoporated | GE
4.2 | Model | Natus Neoblue Blanket | Atom Bili-therapy pad type | Bilisoft 2.0
4.3 | Country of Origin | USA | Japan | USA
4.4 | Lead time | 13 Weeks | 20 Weeks | 6 - 8 weeks
5 | Warranty (2-year): Year 1 and Year 2
6 | Warranty Entails: A 2-year warranty against poor workmanship and latent defects and parts. This must be all inclusive and include, BUT NOT LIMITED TO, amongst others, ALL PARTS (including Batteries), Labour, Traveling and Accommodation. The 2-year warranty must also include all quality check, quality assurance requirements, Preventative Maintenance/Calibrations, Software updates and upgrades to be included. This 2-year warranty will commence after formal Commissioning and handover of the equipment.
7 | Unit Price(Inclusive of VAT, Standard Accessories & Consumables, and 2-year Warranty) | 78681 | 87681 | 77337.52
8 | Estimated Life-span | 3 Years | 6 Years
# | RT2-03-15
1 | Item Number: RT2-03-15
2 | Item Name: ULTRASOUND UNIT, NEONATAL
3 | Item Description: The unit shall be a fully digital unit with a memory beam former and processor to generate sharp defined ultrasound images, reduce artefacts and improve image quality
4 | Suppliers' Name | Siemens Healthcare (Offer 1) | Siemens Healthcare (Offer 2) | SSEM Mthembu Medical (Offer 1) | SSEM Mthembu Medical (Offer 2) | SSEM Mthembu Medical (Offer 3) | Axim (Offer 1) | Axim (Offer 2) | Axim (Offer 3) | Ecomed Medical | Respiratory Care Africa (Offer 1) | Respiratory Care Africa (Offer 2) | Respiratory Care Africa (Offer 4) | East Coast Medial Northern Region (Offer 2)
4.1 | Make/Brand | Siemens | Siemens | Samsung | Samsung | Samsung | Sonoscape | Sonoscape | Sonoscape | GE VERANA | Mindray | Mindray | Mindray | Edan
4.2 | Model | Acuson P500 | Acuson NX3 Elite | HS40 | HS50 | HS60 | S12 | S22 | P10 | BALANCE | M7 Premium main unit | DC-40 Full HD main Unit | M9 main unit | LX9
4.3 | Country of Origin | Korea | Korea | Korea | Korea | Korea | China | China | China | USA | China | China | China | China
4.4 | Lead time | 8-10 Weeks | 8-10 Weeks | 4-6 Weeks | 4-6 Weeks | 4-6 Weeks | 4-12 Weeks | 4-12 Weeks | 4-12 Weeks | 8 Weeks | 9 Weeks | 9 Weeks | 9 Weeks | 7 Weeks
4.5 | Standard Accessories & Consumables (Starter Pack)
4.5.1 | Phased Array probe - 2.0 to 7.5 Mhz)
4.5.2 | Linear probe - 5 to 10 Mhz
4.5.3 | Neonatal Cardiac probe – 3 to 9 Mhz
4.5.4 | Uninterrupted Power Supply (UPS)
4.5.5 | Gel
4.5.6 | Printer
4.5.7 | Printing paper
5 | Warranty (2-year): Year 1 and Year 2
6 | Warranty Entails: A 2-year warranty against poor workmanship and latent defects and parts. This must be all inclusive and include, BUT NOT LIMITED TO, amongst others, ALL PARTS (including Batteries), Labour, Traveling and Accommodation. The 2-year warranty must also include all quality check, quality assurance requirements, Preventative Maintenance/Calibrations, Software updates and upgrades to be included. This 2-year warranty will commence after formal Commissioning and handover of the equipment.
7 | Unit Price(Inclusive of VAT, Standard Accessories & Consumables, and 2-year Warranty) | 359168 | 381200 | 449992.15 | 708355.52 | 864542.85 | 230560.71 | 294319.41 | 313826.99 | 436356.37 | 441979 | 366210 | 624414 | 589860.31
8 | Post Warranty 5 Year Comprehensive Maintenance
| Year 3 | 11040 | 14720 | 3632.24 | 5102.82 | 6003.32 | 14351.41 | 18320.12 | 19534.38 | 15899.9 | 16600 | 8292 | 15685 | 11666.89
| Year 4 | 11040 | 14720 | 3632.24 | 5102.82 | 6003.32 | 15212.5 | 19419.32 | 20706.44 | 15899.9 | 1680 | 1680 | 1721 | 11666.89
| Year 5 | 11040 | 14720 | 3632.24 | 5102.82 | 6003.32 | 16125.25 | 20584.48 | 21948.83 | 15899.9 | 1882 | 1882 | 1927 | 11666.89
| Year 6 | 11040 | 14720 | 3632.24 | 5102.82 | 6003.32 | 17092.76 | 21819.55 | 23265.76 | 15899.9 | 20906 | 10529 | 19703 | 11666.89
| Year 7 | 11040 | 14720 | 3632.24 | 5102.82 | 6003.32 | 18118.33 | 23128.72 | 24661.7 | 15899.9 | 2361 | 2361 | 2417 | 11666.89
| Total Maintenance Cost: | 55200 | 73600 | 18161.2 | 25514.1 | 30016.6 | 80900.25 | 103272.19 | 110117.11 | 79499.5 | 43429 | 24744 | 41453 | 58334.45
Maintenance Entails: A Fully Comprehensive 5-year Preventative Maintenance/Service and Corrective Maintenance/Repair contract covering all equipment, hardware and software. This contract would cover, but not be limited to the following: ALL PARTS (including Batteries), labour, travelling, accommodation, service and repair. The 5-year Maintenance Plan must also include all quality check, quality assurance requirements, calibrations , Software updates and upgrades.This contract will commence after the 2-year warranty period has expired.
9 | Estimated Life-span | 10 Years | 10 Years |  | 7-10 Years | 7-10 Years | 7-10 Years | 10-15 Years | 10-15 Years | 10-15 Years | 10 Years | 7-10 Years | 7-10 Years | 10 Years

## Cat 3 Replacement Accessories
RT2-2021 SUPPLY, DELIVERY, INSTALLATION, COMMISSIONING AND MAINTENANCE OF MEDICAL EQUIPMENT TO THE STATE FOR THE PERIOD 01 DECEMBER 2021 TO 30 NOVEMBER 2024
CATEGORY 3: PAEDIATRIC CARE EQUIPMENTNT
# | RT2-03-03
1 | Item Number: RT2-03-03
2 | Item Name: Apnea Monitor, AirflowCO2 sensor
3 | Item Description: A monitoring device, for continuous respiratory surveillance in neonates and infants, using an airflow/CO2 sensor.
4 | Bidders' Name | Medtronic
4.2 | Make/Brand | Covidien
4.3 | Model | CAP35 (PM35MN03)
4.4 | Country of Origin | Israel
4.5 | Lead time | 48-72 Hours
5 | Replacement Accessories & Consumables List
RT2-03-03a | Sensor | 4661.433
RT2-03-03b | Rechargeable battery | 1091.25
# | RT2-03-07
1 | Item Number: RT2-03-07
2 | Item Name: ICU Crib
3 | Item Description: A crib used to provide patient support and relief in the intesive care unit.
4 | Bidders' Name | Medhold Medical (Offer 1) | SSEM-Mthembu Medical (Offer 1) | SSEM-Mthembu Offer 2 LED | Ecomed Medical | Class Three Medical Solutions | Phoenix Neomed (Offer 1) | Phoenix Neomed (Offer 2) | Drager South Africa | East Coast Medial Northern Region
| Comments | [5 empty] | With Built-in Scale | Without Built-in Scale
4.1 | Make/Brand | GE | Fanem | Fanem | DISON | Comen | internatiol Biomedical | internatiol Biomedical | Drager | Ningbo David
4.2 | Model | Giraffe Warmer | Ampla 2085 Colour | Ampla 2085 LED | BN-100A TOP GRADE | BQ 80 | NuBorne 500 | NuBorne 500 | RESUSCITATAIRE | HKN-93C
4.3 | Country of Origin | USA | Brazil | Brazil | China | China | Turkey | USA | Germany | China
4.4 | Lead time | 6 - 8 weeks | 56 days | 8 Weeks | non available? | 60 Days | 1 week | 4-6 WEEKS | 6 - 8 weeks | 4-6 weeks
5 | Replacement Accessories & Consumables List
RT2-03-07a | Temperature probe | 1124.98 | 1998.38 | 1998.38 | 1706.3 | 1795.45 | 165.16 | 1847.37 | 949.5 | 2077.61
RT2-03-07c | IV pole | 3448.66 | 799.71 | 799.71 | 718.44 | 4250.36 | Not offered | 3462.29 | 5638.6 | 1319.89
RT2-03-07d | Shelf for monitor | 2778.35 | 1657.8 | 1657.8 | 1796.1 | 5670.25 | Not offered | Not offered | 2669.44 | 3519.71
RT2-03-07e | Instrument tray | 3914.95 | 8066.95 | 8066.95 | 1796.1 | 0 | 1087.44 | 5566.58 | Intergrated | 3519.71
RT2-03-07f | Battery | 1112.01 | 554.67 | 554.67 | 307.63 | 2269.35 | 411.91 | Not offered | 19617.24 | 439.96
RT2-03-07g | Air/oxygen blender (UPGRADE) | Built In | 67533.66 | 67533.66 | included | 18541.25 | 1367.54 | 28836.09 | Intergrated | 13198.93
RT2-03-07h | Built-in scale (UPGRADE) | 27440.76 | 14579.61 | 14579.61 | 11638.75 | 12154.25 | included | Not offered | 23849.31 | 21998.21
RT2-03-07i | LED Phototherapy (UPGRADE) | 30900 | 17391.86 | 17391.86 | 14742.42 | 15505.74 | Not offered | Not offered | 63124.67 | 21998.21
RT2-03-07j | Pulse Oxymeter (UPGRADE) | 16896.77 | 26051.52 | Not available | 5118.9 | 23954.87 | 0 | 4453.26 | Not offered | 17598.57
RT2-03-07k | Disposable covers for skin temperature probe (box of 10) | 481.3 | 1369.41 | 1369.41 | 171.12 | 1722.1 | 0 | 1651.62 | 719.1 | 219.98
RT2-03-07l | Intergrated suction (UPGRADE) | Built in, intergrated suction | included in oxygen air blender | included in oxygen air blender | included | 5625.25 | 0 | 14005.75 | Integrated | 13198.93
# | RT2-03-08
1 | Item Number: RT2-03-08
2 | Item Name: Incubator ICU
3 | Item Description: A unit that provides a closed, controlled environment that warms an infant by circulating heated air around the infant´s skin, and is to be used in the neonatal intensive care unit
4 | Bidders' Name | Medhold Medical | BEM Medical | Ecomed Medical | Respiratory Care Africa | Tecmed Pharma | Class Three Medical Solution (Offer 1) | Drager South Africa (Offer 1) | Drager South Africa (Offer 2) | East Coast Medial Northern Region (Offer 1) | Mbuso Medical Supplies
| Comments |  |  |  | Monitor stand to accommodate 10kg | Must comprise cylinder holder
4.1 | Make/Brand | GE | PHOENIX | DISON | Atom medical Coporation | Comen | COMEN | DRAGER | DRAGER | Ningbo David | ERTUNC
4.2 | Model | Giraffe Incubator | INC 200 | BB-200 | Atom Air Incu 1 | B6 | B3 (OPTION 1) | ISOLETTE C2000 | ISOLETTE 8000Plus | YP-920 | MAGIC LOGGIA M
4.3 | Country of Origin | USA | India | China | Japan | China | China | Germany | Germany | China | TURKEY
4.4 | Lead time | 6 - 8 weeks | 3-6 Weeks | not available |  | 4 - 6 weeks | 60 days | 7 days | 8-14 Weeks | 1 week | 4-8 Weeks
5 | Replacement Accessories & Consumables List
RT2-03-08a | Bacterial filter (Pk of 4) | 398.99 | R 1 062.60 | 13.85 | 1260 | 1105.4 | 773.21 | 767.9 | 767.9 | 527.96 | 980
RT2-03-08b | Iris port sleeves (Pk of 10) | 3114.21 | R 796.95 | 814.9 | 1308.89 | Not offered | 1138.28 | 326.68 | 326.68 | 1319.89 | 980
RT2-03-08c | Oval port sleeves (Pk of 10) | Not offered | R 796.95 | 1365.04 | 525.46 | Not offered | 1138.28 | 335.79 | 335.79 | 1319.89 | 1500
RT2-03-08d | Skin temperature probe (reusable) | 1124.98 | R 3 984.75 | 1706.3 | 5418.87 | 290.72 | 1886.23 | 1353.6 | 1353.6 | 2077.61 | 2300
RT2-03-08e | Covers for temperature probe (Pk of 25) | 481.3 | R 796.95 | 427.32 | 564.83 | 0 | 3618.34 | 819.96 | 819.96 | 549.96 | 520
RT2-03-08f | Internal battery for alarms | 123.85 | R 5 313.00 | 307.63 | 1303.46 | 1381.73 | 289.11 | intergrated | intergrated | 439.96 | 4200
RT2-03-08g | Scale (UPGRADE) | 35010.58 | R 15 970.00 | 11774.82 | 36331.12 | 18434.62 | 12768.79 | 14004.24 | 14004.24 | 13198.93 | Not offered
RT2-03-08h | Observation lamp (UPGRADE) | 10167.94 | R 4250.50 | 1336.3 | 17846.49 | 6207.24 | 9439.56 | 10012.37 | 10012.37 | 15838.71 | Not offered
# | RT2-03-09
1 | Item Number: RT2-03-09
2 | Item Name: Incubator (Standard)
3 | Item Description: A unit that provides a closed, controlled environment that warms an infant by circulating heated air around the infant´s skin
4 | Bidders' Name | Medhold Medical | BEM Medical | Ecomed Medical | DUROMED | Respiratory Care Africa | Tecmed Pharma | Class Three Medical Solution | Phoenix Neomed (Offer 1) | Phoenix Neomed (Offer 2) | Drager South Africa | Medhold Medical | East Coast Medial Northern Region (Offer 2) | Mbuso Medical Supplies
4.1 | Make/Brand | GE | PHOENIX | DISON | OKUMAN | Atom medical Coporation | Comen | BNG MEDICAL | Tended Elektrnik Yazilim Muh | Bistos | DRAGER | GE | Ningbo David | ERTUNC
4.2 | Model | Giraffe Incubator | INC200 | BB-200 | OKM 801 | Atom Air Incu 1 | B6 | ECOLA 300 | Tende VAV | BT-500 | ISOLETTE C2000 | Giraffe Incubator | YP-910 | MAGIC LOGGIA M
4.3 | Country of Origin | USA | Indian | China | Turkey | Japan | China | China | Turkey | South Korea | Germany | USA | China | TURKEY
4.4 | Lead time | 6 - 8 weeks | 3 - 6 weeks | 8 Weeks | 8 Weeks | ex-stock | 4 - 6 weeks | 60 days | 1 Week | 1 Week | 28 days | 6 - 8 weeks | 1 Week | 4-8 Weeks
5 | Replacement Accessories & Consumables List
RT2-03-09a | Bacterial filter (Pk of 4) | 398.99 | 1062.6 | 13.85 | 184 | 1507 | 1105.4 | 773.21 | 165.16 | 165.16 | 767.9 | 359.09 | 527.96 | 980
RT2-03-09b | Iris port sleeves (Pk of 10) | 3114.21 | 796.95 | 682.52 | 2530 | 1566 | 0 | 1138.28 | 0 | Not offered | 326.68 | Not offered | 1319.89 | 980
RT2-03-09c | Oval port sleeves (Pk of 10) | Not offered | 796.95 | 1365.04 | 5060 | 628 | 0 | 1138.28 | 0 | Not offered | 335.79 | Not offered | 1319.89 | 1500
RT2-03-09d | Skin temperature probe (reusable) | 1124.98 | 3984.75 | 1706.3 | 2990 | 6395 | 290.72 | 1886.23 | 1087.44 | 990.97 | 1353.6 | 1012.48 | 2077.61 | 2300
RT2-03-09e | Covers for temperature probe (Pk of 25) | 481.3 | 796.95 | 427.32 | 17250 | 676 | 0 | 3618.34 | 411.91 | 411.91 | 819.96 | 433.17 | 549.96 | 520
RT2-03-09f | Internal battery for alarms | 123.85 | 5313 | 307.63 | 230 | 1538 | 1381.73 | 289.11 | 1367.54 | 330.32 | intergrated | 111.47 | 439.96 | 4200
RT2-03-09g | Scale (UPGRADE) | 35010.58 | 15970 | 10345.56 | 12650 | 43455 | 18434.62 | 12768.79 | included | 11536.88 | 14004.24 | R39,509.52 | 13198.93 | Not offered
RT2-03-09h | Observation lamp (UPGRADE) | 10167.94 | 4250.5 | 1336.3 | 9775 | 21346 | 6207.24 | 9439.56 | 0 | Not offered | 10012.37 | 9151.15 | 15838.71 | Not offered
RT2-03-09i | Blanket cover | 794.27 | 796.95 | 60.39 | 5405 | 4427 | 0 | 2860.63 | 1957.48 | 1957.48 | 1586.64 | 714.84 | 1319.89 | 150
RT2-03-09j | X-ray tray | Built in | 1062.6 | 2394.8 | 2530 | Not offered | 3002.8 | 1959.56 | 0 | Not offered | 2642.12 | Not offered | 4399.64 | 7500
RT2-03-09k | Accessory rail | Built in | 0 | 2018.92 | 5405 | 2410 | 0 | standard | 0 | Included | standard | Not offered | 6599.46 | 5200
# | RT2-03-10
1 | Item Number: RT2-03-10
2 | Item Name: Incubator, Transport
3 | Item Description: A unit used to transport infants safely, while providing a closed, controlled environment that warms an infant by circulating heated air around the infant´s skin.
4 | Bidders' Name | Ecomed Medical | Phoenix Neomed | Drager South Africa | East Coast Medial Northern Region
4.2 | Make/Brand | DISON | TENDE ELECTRONIK YAZILIM MUH | Drager | Ningbo David
4.3 | Model | BT-100 | TENDE VAV-TR | TI 500 Transport | TI-2000
4.4 | Country of Origin | China | Turkey | Germany | China
4.5 | Lead time | not available | 1 Week | 7 days | 1 Week
5 | Replacement Accessories & Consumables List
RT2-03-10a | Bacterial filter (Pk of 4) | 13.85 | 250.8 | 891.55 | 527.96
RT2-03-10b | Iris port sleeves (Pk of 10) | 682.52 | Not offered | 326.68 | 1319.89
RT2-03-10c | Oval port sleeves (Pk of 10) | 1365.04 | Not offered | 335.79 | 1319.89
RT2-03-10d | Skin temperature probe (reusable) | 1706.3 | 495.9 | 1705.01 | 2077.61
RT2-03-10e | Covers for temperature probe (Pk of 25) | 427.32 | 412.9 | 819.96 | 549.42
# | RT2-03-11
1 | Item Number: RT2-03-11
2 | Item Name: Infant radiant warmer
3 | Item Description: A warming device to provide uniformal heat to the body using an overhead heating source
4 | Bidders' Name | Medhold Medical | SSEM-Mthembu | EVOTEC | BEM Medical | ECOMED MEDICAL | Respiratory Care Africa (Offer 2) | Mbuso Medical Supplies | CLASS THREE MEDICAL SOLUTIONS | PHOENIX NEOMED | DRAGER MEDICAL | East Coast Medial Northern Region
4.1 | Make/Brand | GE | Fanem | BNG | PHOENIX MEDICAL SYSTEM PVT LTD | DISON | Atom Medical Coporation | ERTUNC OZCAN | Comen | Bistos | Drager | Ningbo David
4.2 | Model | Lullaby Warmer | Ampla 2085 LED | Ecosy630 | NWC-100/NRC-100 | BN-100 | Atom Sunflower warmer Hi-Lo tilt | BABY REST M100 | BQ 80 | BT-550 | Babytherm 8004 | HKN-93B
4.3 | Country of Origin | USA | Brazil | China | India | China | Japan | Turkey | China | South Korea | Germany | China
4.4 | Lead time | 6 - 8 weeks / ex stock | 56 days | 5 - 7 days | 3-4 Weeks | not available | 20 Weeks | 4 - 8 Weeks | 60 days | 1 Week | 6 - 8 weeks | 1 Week
5 | Replacement Accessories & Consumables List
RT2-03-11a | Reusable Temperature probe | 640.34 | 1998.38 | 799.25 | R 3 984.75 | 1706.3 | 5419 | 2375.6 | 1886.23 | 990.97 | Not offered | 1955
RT2-03-11b | Mattress | R 2285,54 / R3544,87 (L) | 925.32 | 0 | R 575.00 | 2559.94 | 1249 | 1852.77 | 1086.12 | 990.97 | 1795.73 | 1242
RT2-03-11c | LED Phototherapy (UPGRADE) | 26363.39 | 17391.86 | 16560 | R 25 410.00 | 9052.32 | 46653.23 | 40761.04 | 16289.74 | 16479.51 | 63124.67 | 20700
RT2-03-11d | IV pole | 772.59 | 799.71 | std | R 2 656.50 | 1077.66 | 11218 | 1043.52 | 4465.27 | 2636.48 | 1521.49 | 1242
RT2-03-11e | Disposable temperature probe (Pk of 10) | 2005.13 | 962.48 | 1955 | R 10 626.00 | 1706.3 | 7296 | 16674.97 | 4013.52 | 3303.24 | 2127.81 | 3312
RT2-03-11f | Accessory rail | Built Into the unit | 3841.07 | std | R 1 305.10 | 2033.5 | 2311 | 5370.92 | No price | Not offered | 469.21 | 6210
RT2-03-11g | Monitor stand | 1346.43 | 1657.8 | std | R 7 969.50 | 1077.66 | 15317 | 5558.32 | 5956.95 | 1345.77 | 4327.59 | 3312
# | RT2-03-12
1 | Item Number: RT2-03-12
2 | Item Name: Phototherapy Light (LED)
3 | Item Description:
4 | Bidders' Name | Gabler Medical Devices | SSEM Mthembu Medical | Evotec Electronics | BEM Medical | Ecomed Medical | Duromed | Respiratory Care Africa (Offer 1) | Respiratory Care Africa (Offer 2) | Class Three Medical Solution | Phoenix Neomed | East Coast Medial Northern Region
4.1 | Make/Brand | Gabler | Fanem | BNG | PHOENIX | DISON | OKUMAN | JW Bioscience Coporation | Natus Medical Incoporated | COMEN | Tende Elektronik | Ningbo David
4.2 | Model | FNP300 | Bilitron Sky 5006 | BN300 (791/30552) | BRILLIANCE PRO | BL-50 | BC 050 000 | JW-PU1000 | Natus Neoblue Compact | BQ80A | Care Blue | XHZ-90P
4.3 | Country of Origin | Not indicated (imported is the answer given) | Brazil | China | India | China | Turkey | USA |  | China | Turkey | China
4.4 | Lead time | 5 days | 56 days | 5 - 7 days | 3-6 Weeks | not available | 8 weeks | 35 days | 35 days | 60 days | 1 Week | 1 week
5 | Replacement Accessories & Consumables List
RT2-03-12a | Monitoring of baby temperature (UPGRADE) | 1338.27 | Not offered | std | R 5 313.00 | Not offered | Included in the offer | Not offered | Not offered | Not offered | 2636.48 | 6599.46
RT2-03-12b | LED examination light/Bar replacement | 6691.36 | 4440.85 | 3622.5 | R 7 969.50 | 3368.35 | 22425 | 4461.54 | 9908 | 3445.69 | Not offered | 17598.57
# | RT2-03-13
1 | Item Number: RT2-03-13
2 | Item Name: Phototherapy Blanket LED
3 | Item Description:
4 | Bidders' Name | Medhold Medical | Respiratory Care Africa (Offer 1) | Respiratory Care Africa (Offer 2)
4.2 | Make/Brand | GE | Natus Medical Incoporated | Atom Medical Incoporated
4.3 | Model | Bilisoft 2.0 | Natus Neoblue Blanket | Atom Bili-therapy pad type
4.4 | Country of Origin | USA | Japan
4.5 | Lead time | 8-12 weeks | 35 days
5 | Replacement Accessories & Consumables List
RT2-03-13a | Monitoring of baby temperature (UPGRADE) | Not offered | Not offered | Not offered
RT2-03-13b | Effective treatment area: Large pad of 450-550cm2 | 33004.19 | 33649 | 33649
# | RT2-03-15
1 | Item Number: RT2-03-15
2 | Item Name: Ultrasound Unit, Neonatal
3 | Item Description:
4 | Bidders' Name | Siemens Healthcare (Offer 1) | Siemens Healthcare (Offer 2) | SSEM Mthembu Medical (Offer 1) | SSEM Mthembu Medical (Offer 2) | SSEM Mthembu Medical (Offer 3) | Axim (Offer 1) | Axim (Offer 2) | Axim (Offer 3) | Ecomed Medical | Respiratory Care Africa (Offer 1) | Respiratory Care Africa (Offer 2) | Respiratory Care Africa (Offer 4) | East Coast Medial Northern Region (Offer 2)
4.1 | Make/Brand | Siemens | Siemens | Samsung | Samsung | Samsung | Sonoscape | Sonoscape | Sonoscape | GE VERSANA | Mindray | Mindray | Mindray | Edan
4.2 | Model | Acuson P500 | Acuson NX3 Elite | HS40 | HS50 | HS60 | S12 | S22 | P10 | BALANCE | M7 Premium main unit | DC-40 Full HD main Unit | M9 main unit | LX9
4.3 | Country of Origin | KRW | KRW | Korea | Korea | Korea | China | China | China | USA | China | China | China | China
4.4 | Lead time | 8-10 Weeks | 8-10 Weeks | 35 days | 35 days | 35 days | 4-12 weeks | 4-12 weeks | 4-12 weeks | no lead time? | 63 days | 63 days | 63 days | 1 Week
5 | Replacement Accessories & Consumables List
RT2-03-15a | Phased Array probe - 2.0 to 7.5 Mhz) | P8-4; 2.7 - 8MHz R88 656.00 | P8-4; 4 - 8MHz R88 656.00 | (2 - 4MHZ) R31 812,36 | (1 - 5MHz) R115 404,43 | (1 - 5MHz) R115 404,43 | 5P1; 3 - 9MHz R78159,33 | 5P1; 2 - 9MHz R78159,33 | 7P-B; 2 - 9MHz R78159,33 | 6SC-RS; 2.5 - 7MHZ R51 063,49 | 72000 | 72000 | 72000 | 36700.88
RT2-03-15b | Linear probe - 5 to 10 Mhz | L10-5; 4 - 11MHz R66 659.00 | 11-L4; 3.7 - 13.1MHz R66 659.00 | (5 - 12MHz) R56 404,90 | (3 - 16MHz) R80376,98 | (3 - 16MHz) R98 708,63 | L741; 4 - 16MHz R71 054,34 | L752; 4 - 16MHz R71 054,34 | L741; 4 - 16MHz R71 054,34 | 6-12L-RS; 4 - 13MHZ R53 750,88 | 57000 | 57000 | 52000 | 27962.17
RT2-03-15c | Neonatal Cardiac probe – 3 to 9 Mhz | P8-4; 2.7 - 8MHz R88 656.00 | P8-4; 4 - 8MHz R88 656.00 | (3 - 8MHz) R84 834,03 | (4 - 12MHz) R107 169,31 | (4 - 12MHz) R107 169,31 | 5P1; 3 - 9MHz R78 159,33 | 5P1; 2 - 9MHz R78 159,33 | 7P-B; 2 - 9MHz R78159,33 | 8C-RS; 4 - 10MHZ R77 319,92 | 87000 | 103000 | 82000 | 73400.71
RT2-03-15d | Uninterrupted Power Supply (UPS) | 8403 | 8403 | 3309.21 | 3309.21 | 3309.21 | 8905.48 | 8905.48 | 8905.48 | 6046.4 | 3000 | 3000 | 3000 | 7699.37
RT2-03-15e | Gel | TBU | TBU | 49.87 | 49.87 | 49.87 | 31.97 | 31.97 | 31.97 | TBU | 40 | 40 | 40 | TBU
RT2-03-15f | Printer | 9634 | 9634 | 15116.51 | 15116.51 | 15116.51 | 18701.52 | 18701.52 | 18701.52 | 14989.71 | 17000 | 17000 | 17000 | 29710.34
RT2-03-15g | Printing paper | TBU | TBU | 186.62 | 186.62 | 186.62 | 228.35 | 228.35 | 228.35 | TBU | 270 | 270 | 270 | TBU

## Category 4 Obstetric & Gynae
RT2-2021 SUPPLY, DELIVERY, INSTALLATION, COMMISSIONING AND MAINTENANCE OF MEDICAL EQUIPMENT TO THE STATE FOR THE PERIOD 01 DECEMBER 2021 TO 30 NOVEMBER 2024
RT2-2021 CONTRACT PRICING WITH REPLACEMENT ACCESSORIES
CATEGORY 4: OBSTETRIC & GYNAECOLOGY EQUIPMENT
# | RT2-04-01
1 | Item Number: RT2-04-01
2 | Item Name: CARDIOTOCOGRAPH, SINGLETON
3 | Item Description: Required for external monitoring of fetal heart rate (FHR), and external monitoring of uterine activity of pregnant patients
4 | Suppliers' Name | SSEM Mthembu Medical | Phoenix Neomed | Evotec Electronics (Offer 2) | Evotec Electronics (Offer 1) | Tecmed Pharma
4.1 | Make/Brand | Guangzhou Sunray | Bistos Co.LTD | HWATIME | UNICARE | Comen
4.2 | Model | SRF618B6RT2.1 | BT350L | T10 | MCF-21B (Configuration A) | Star 5000
4.3 | Country of Origin | China | South Korea | China | China | China
4.4 | Lead time | 4-6 Weeks | 6-8 Weeks | 3-8 Weeks | 3-8 Weeks | 3-8 Weeks
4.5 | Standard Accessories & Consumables (Starter Pack)
4.5.1 | US transducer
4.5.2 | Toco transducer
4.5.3 | Thermal printing paper (Pk of 5)
4.5.4 | Belts x2 (For each transducer)
4.5.5 | Marker
5 | Warranty (2-year): Year 1 and Year 2
6 | Warranty Entails: A 2-year warranty against poor workmanship and latent defects and parts. This must be all inclusive and include, BUT NOT LIMITED TO, amongst others, ALL PARTS (including Batteries), Labour, Traveling and Accommodation. The 2-year warranty must also include all quality check, quality assurance requirements, Preventative Maintenance/Calibrations, Software updates and upgrades to be included. This 2-year warranty will commence after formal Commissioning and handover of the equipment.
7 | Unit Price(Inclusive of VAT, Standard Accessories & Consumables, and 2-year Warranty) | 30562.92 | 31307.41 | 32660 | 34442.5 | 40704.93
8 | Estimated Life-span | 5-7 Years | 8 Years | 10 Years | 10 Years | 10 Years
# | RT2-04-02
1 | Item Number: RT2-04-02
2 | Item Name: CARDIOTOCOGRAPH, SINGLETON WITH MRH MONITORING
3 | Item Description: Required for external monitoring of fetal heart rate (FHR), and external monitoring of uterine activity of pregnant patients + must include monitoring and display of maternal heart rate
4 | Suppliers' Name | Evotec Electronics (Offer 1) | Evotec Electronics (Offer 2) | Tecmed Pharma | SSEM Mthembu Medical | Philips South Africa
4.1 | Make/Brand | UNICARE | HWATIME | Comen | Guangzhou Sunray | Philips
4.2 | Model | MCF-21B (CONFIGURATION C) | T10 + MRH | Star 5000C | SRF618-K9 | Avalon FM20
4.3 | Country of Origin | China | China | China | China | Germany
4.4 | Lead time | 3-8 Weeks | 3-8 Weeks | 3-8 Weeks | 4-6 Weeks | 6-8 Weeks
4.5 | Standard Accessories & Consumables (Starter Pack)
4.5.1 | US transducer
4.5.2 | Toco transducer
4.5.3 | Thermal printing paper (Pk of 5)
4.5.4 | Belts x2 (For each transducer)
4.5.5 | Marker
5 | Warranty (2-year): Year 1 and Year 2
6 | Warranty Entails: A 2-year warranty against poor workmanship and latent defects and parts. This must be all inclusive and include, BUT NOT LIMITED TO, amongst others, ALL PARTS (including Batteries), Labour, Traveling and Accommodation. The 2-year warranty must also include all quality check, quality assurance requirements, Preventative Maintenance/Calibrations, Software updates and upgrades to be included. This 2-year warranty will commence after formal Commissioning and handover of the equipment.
7 | Unit Price(Inclusive of VAT, Standard Accessories & Consumables, and 2-year Warranty) | 41687.5 | 41687.5 | 48442.01 | 58540.61 | 85979.28
8 | Estimated Life-span | 10 Years | 10 Years | 10 Years | 5-7 Years | 7-10 Years
# | RT2-04-03
1 | Item Number: RT2-04-03
2 | Item Name: CARDIOTOCOGRAPH (TWINS) ON TROLLEY
3 | Item Description: Required for external monitoring of fetal heart rate (FHR), and external monitoring of uterine activity of pregnant patients
4 | Suppliers' Name | SSEM Mthembu Medical | Evotec Electronics (Offer 1) | Evotec Electronics (Offer 2) | Tecmed Pharma | Mbuso Medical Supplies | Philips South Africa | East Coast Medial Northern Region (Offer 3)
4.1 | Make/Brand | Guangzhou Sunray | UNICARE | HWATIME | Comen | SUNRAY | Philips | EDEN
4.2 | Model | SRF618B6RT2.1 | MCF-2IB (CONFIGURATION B) | T10 + TWINS | Star 5000 | FETAL AND MATERNAL MONITOR SRF618 | Avalon FM20 | FTS-6 Twins Touch Screen
4.3 | Country of Origin | China | China | China | China | China | Germany | China
4.4 | Lead time | 4-6 Weeks | 3-8 Weeks | 3-8 Weeks | 3-8 Weeks | 4-8 Weeks | 6-8 Weeks | 7 Weeks
4.5 | Standard Accessories & Consumables (Starter Pack)
4.5.1 | US transducers x2
4.5.2 | Toco transducer
4.5.3 | Thermal printing paper (Pk of 5)
4.5.4 | Belts x3 (For each transducer)
5 | Warranty (2-year): Year 1 and Year 2
6 | Warranty Entails: A 2-year warranty against poor workmanship and latent defects and parts. This must be all inclusive and include, BUT NOT LIMITED TO, amongst others, ALL PARTS (including Batteries), Labour, Traveling and Accommodation. The 2-year warranty must also include all quality check, quality assurance requirements, Preventative Maintenance/Calibrations, Software updates and upgrades to be included. This 2-year warranty will commence after formal Commissioning and handover of the equipment.
7 | Unit Price(Inclusive of VAT, Standard Accessories & Consumables, and 2-year Warranty) | 36645.37 | 38065 | 38065 | 44335.56 | 81194.47 | 96590.97 | 402146.62
8 | Estimated Life-span | 5-7 Years | 10 Years | 10 Years | 10 Years | 10 Years | 7-10 Years | 10 Years
# | RT2-04-04
1 | Item Number: RT2-04-04
2 | Item Name: CARDIOTOCOGRAPH (TWINS) WITH MHR, ON TROLLEY
3 | Item Description: Required for external monitoring of fetal heart rate (FHR), and external monitoring of uterine activity of pregnant patients + must include monitoring and display of maternal heart rate
4 | Suppliers' Name | Mbuso Medical Supplies | Evotec Electronics (Offer 1) | Evotec Electronics (Offer 2) | Tecmed Pharma | SSEM Mthembu Medical | Philips South Africa | East Coast Medial Northern Region (Offer 1)
4.1 | Make/Brand | SUNRAY | UNICARE | HWATIME | Comen | Guangzhou Sunray | Philips | Edan
4.2 | Model | FETALVAND MTERNAL MONITOR SRF618K9 | MCF-21B (CONFIGURATION D) | T10 TWINS + MHR | Star 5000C | SRF618-K9 | Avalon FM20 | Standard F15 with TOCO derived
4.3 | Country of Origin | China | China | China | China | China | Germany | China
4.4 | Lead time |  | 3-8 Weeks | 3-8 Weeks | 3-8 Weeks | 4-6 Weeks | 6-8 Weeks | 7 Weeks
4.5 | Standard Accessories & Consumables (Starter Pack)
4.5.1 | US transducers x2
4.5.2 | Toco transducer
4.5.3 | Thermal printing paper (Pk of 5)
4.5.4 | Belts x3 (For each transducer)
5 | Warranty (2-year): Year 1 and Year 2
6 | Warranty Entails: A 2-year warranty against poor workmanship and latent defects and parts. This must be all inclusive and include, BUT NOT LIMITED TO, amongst others, ALL PARTS (including Batteries), Labour, Traveling and Accommodation. The 2-year warranty must also include all quality check, quality assurance requirements, Preventative Maintenance/Calibrations, Software updates and upgrades to be included. This 2-year warranty will commence after formal Commissioning and handover of the equipment.
7 | Unit Price(Inclusive of VAT, Standard Accessories & Consumables, and 2-year Warranty) | 36203.64 | 45310 | 47150 | 51794.91 | 61992.08 | 96590.97 | 107797.62
8 | Estimated Life-span | 10 Years | 10 Years | 10 Years | 10 Years | 5-7 Years | 7-10 Years | 10 Years
# | RT2-04-05
1 | Item Number: RT2-04-05
2 | Item Name: DOPPLER FETAL HEART RATE MONITOR
3 | Item Description: The unit must be a portable Doppler for measuring fetal heart rate
4 | Suppliers' Name | Respiratory Care Africa (Offer 1) | Evotec Electronics | Ecomed Medical | Tecmed Pharma | East Coast Medial Northern Region
4.1 | Make/Brand | Jumper | CHOISEMMED | BESTMAN | Comen | Edan
4.2 | Model | JPD100D | MD800 | BF-500D+ | Star5000A | SD3
4.3 | Country of Origin | China | China | China | China | China
4.4 | Lead time | 10 Weeks | 3-8 Weeks | 3-8 Weeks | 4- 8 Weeks | 7 Weeks
4.5 | Standard Accessories & Consumables (Starter Pack)
4.5.1 | 2 MHz probe
4.5.2 | Carry bag
5 | Warranty (2-year): Year 1 and Year 2
6 | Warranty Entails: A 2-year warranty against poor workmanship and latent defects and parts. This must be all inclusive and include, BUT NOT LIMITED TO, amongst others, ALL PARTS (including Batteries), Labour, Traveling and Accommodation. The 2-year warranty must also include all quality check, quality assurance requirements, Preventative Maintenance/Calibrations, Software updates and upgrades to be included. This 2-year warranty will commence after formal Commissioning and handover of the equipment.
7 | Unit Price(Inclusive of VAT, Standard Accessories & Consumables, and 2-year Warranty) | 1075 | 1127 | 2011.95 | 2928.82 | 4687.02
8 | Estimated Life-span | 7-10 Years | 7-8 Years | 7 Years | 10 Years | 10 Years
# | RT2-04-06
1 | Item Number: RT2-04-06
2 | Item Name: VIDEO COLPOSCOPE
3 | Item Description: The unit must be designed for gynecological applications and it must aid in the detection of carcinogenic conditions
4 | Suppliers' Name | East Coast Medial Northern Region
4.1 | Make/Brand | Edan
4.2 | Model | C6HD
4.3 | Country of Origin | China
4.4 | Lead time | 7 Weeks
4.5 | Standard Accessories & Consumables (Starter Pack)
4.5.1 | Mouse
4.5.2 | Printer
4.5.3 | Keyboard
4.5.4 | A4 or A6 paper (1000 sheets)
4.5.5 | PC software
4.5.6 | Dust cover must b included and supplied for the colposcope system offered
5 | Warranty (2-year): Year 1 and Year 2
6 | Warranty Entails: A 2-year warranty against poor workmanship and latent defects and parts. This must be all inclusive and include, BUT NOT LIMITED TO, amongst others, ALL PARTS (including Batteries), Labour, Traveling and Accommodation. The 2-year warranty must also include all quality check, quality assurance requirements, Preventative Maintenance/Calibrations, Software updates and upgrades to be included. This 2-year warranty will commence after formal Commissioning and handover of the equipment.
7 | Unit Price(Inclusive of VAT, Standard Accessories & Consumables, and 2-year Warranty) | 141089.58
8 | Estimated Life-span | 10 Years
# | RT2-04-07
1 | Item Number: RT2-04-07
2 | Item Name: VACUUM EXTRACTOR, OBSTETRIC - PORTABLE ELECTRIC
3 | Item Description: A device for applying traction to the fetus during delivery by using a suction cup attached to the fetal head
4 | Suppliers' Name | Evotec Electronics | Class Three Medical Solution | Gabler Medical Devices
4.1 | Make/Brand | SMAF | CAMI | Gabler
4.2 | Model | YX932D (971/30867) | HOSPIVAC350 350 | FSE300 - 180060
4.3 | Country of Origin | China | Italy | South Africa
4.4 | Lead time | 3-8 Weeks | 2-8 Weeks | 2 Weeks
4.5 | Standard Accessories & Consumables (Starter Pack)
4.5.1 | 1 x 40mm extractor cup
4.5.2 | 2 x 50mm extractor cups
4.5.3 | 2 x 60mm extractor cups
4.5.4 | Polycarbonate Jar
5 | Warranty (2-year): Year 1 and Year 2
6 | Warranty Entails: A 2-year warranty against poor workmanship and latent defects and parts. This must be all inclusive and include, BUT NOT LIMITED TO, amongst others, ALL PARTS (including Batteries), Labour, Traveling and Accommodation. The 2-year warranty must also include all quality check, quality assurance requirements, Preventative Maintenance/Calibrations, Software updates and upgrades to be included. This 2-year warranty will commence after formal Commissioning and handover of the equipment.
7 | Unit Price(Inclusive of VAT, Standard Accessories & Consumables, and 2-year Warranty) | 10350 | 12606.85 | 29958.18
8 | Estimated Life-span | 10 Years | 10 Years | 7 Years
# | RT2-04-08
1 | Item Number: RT2-04-08
2 | Item Name: ULTRASOUND UNIT, OBSTETRIC
3 | Item Description: The unit shall be a fully digital unit with a memory beam former and processor to generate sharp defined ultrasound images, reduce artefacts and improve image quality
4 | Suppliers' Name | Siemens Healthcare (Offer 1) | Siemens Healthcare (Offer 2) | Philips South Africa | SSEM Mthembu Medical (Offer 1) | SSEM Mthembu Medical (Offer 2) | SSEM Mthembu Medical (Offer 3) | SSEM Mthembu Medical (Offer 4) | Ecomed Medical | Respiratory Care Africa (Offer 1) | Respiratory Care Africa (Offer 2) | Respiratory Care Africa (Offer 3)
4.1 | Make/Brand | Siemens | Siemens | Philips | Samsung | Samsung | Samsung | Samsung | VERSANA | Mindray | Mindray | Mindray
4.2 | Model | Acuson NX3 Elite | Acuson Juniper | Clearvue 550 | HS30 | HS40 | HS50 | HS60 | ESSENTIAL | DC-30 | DC-40 Full HD | DX-70 XI
4.3 | Country of Origin | Korea | Korea | China | Korea | Korea | Korea | Korea | USA | China | China | China
4.4 | Lead time | 4-6 Weeks | 4-6 Weeks | 6-8 Weeks | 4-6 Weeks | 4-6 Weeks | 4-6 Weeks | 4-6 Weeks | 8 Weeks | 9 Weeks | 9 Weeks | 9 Weeks
4.5 | Standard Accessories & Consumables (Starter Pack)
4.5.1 | Curvi-linear probe (Abdominal, vascular, O&G applications - 2.0 to 7.0 MHz)
4.5.2 | Linear probe - 4.5 to 16 MHz
4.5.3 | Transvaginal probe - 3.9 to 15.0 MHz
4.5.4 | Printer
4.5.5 | Ultrasound Gel
4.5.6 | Uninterrupted Power Supply (UPS)
4.5.7 | Printing paper (1 box)
5 | Warranty (2-year): Year 1 and Year 2
6 | Warranty Entails: A 2-year warranty against poor workmanship and latent defects and parts. This must be all inclusive and include, BUT NOT LIMITED TO, amongst others, ALL PARTS (including Batteries), Labour, Traveling and Accommodation. The 2-year warranty must also include all quality check, quality assurance requirements, Preventative Maintenance/Calibrations, Software updates and upgrades to be included. This 2-year warranty will commence after formal Commissioning and handover of the equipment.
7 | Unit Price(Inclusive of VAT, Standard Accessories & Consumables, and 2-year Warranty) | 461760 | 633599.2 | 303473.5 | 329218.4 | 392333.69 | 616035.16 | 828015.62 | 321824.3 | 215000 | 292000 | 476000
8 | Post Warranty 5 Year Comprehensive Maintenance
| Year 3 | 14720 | 18400 | 53820 | 3142.13 | 3632.24 | 5102.82 | 6003.32 | 13249.84 | 8292 | 8292 | 1500
| Year 4 | 14720 | 18400 | 55972.8 | 3142.13 | 3632.24 | 5102.82 | 6003.32 | 13249.84 | 1680 | 1680 | 1680
| Year 5 | 14720 | 18400 | 58211.64 | 3142.13 | 3632.24 | 5102.82 | 6003.32 | 13249.84 | 1882 | 1882 | 1882
| Year 6 | 14720 | 18400 | 60540.24 | 3142.13 | 3632.24 | 5102.82 | 6003.32 | 13249.84 | 10529 | 10529 | 2108
| Year 7 | 14720 | 18400 | 62961.7 | 3142.13 | 3632.24 | 5102.82 | 6003.32 | 13249.84 | 2361 | 2361 | 2361
| Total Maintenance Cost: | 73600 | 92000 | 291506.38 | 15710.65 | 18161.2 | 25514.1 | 30016.6 | 66249.2 | 24744 | 24744 | 9531
Maintenance Entails: A Fully Comprehensive 5-year Preventative Maintenance/Service and Corrective Maintenance/Repair contract covering all equipment, hardware and software. This contract would cover, but not be limited to the following: ALL PARTS (including Batteries), labour, travelling, accommodation, service and repair. The 5-year Maintenance Plan must also include all quality check, quality assurance requirements, calibrations , Software updates and upgrades.This contract will commence after the 2-year warranty period has expired.
9 | Estimated Life-span | 10 Years | 10 Years | 10 Years | 10 Years | 7-10 Years | 7-10 Years | 7-10 Years | 10 Years | 7-10 Years | 7-10 Years | 7-10 Years

## Cat 4 Replacement Accessories
RT2-2021 SUPPLY, DELIVERY, INSTALLATION, COMMISSIONING AND MAINTENANCE OF MEDICAL EQUIPMENT TO THE STATE FOR THE PERIOD 01 DECEMBER 2021 TO 30 NOVEMBER 2024
REPLACEMENT ACCESSORIES
CATEGORY 4: OBSTETRIC & GYNAECOLOGY EQUIPMENT
# | RT2-04-01
1 | Item Number: RT2-04-01
2 | Item Name: Cardiotocograph, Singleton
3 | Item Description:
4 | Bidders' Name | SSEM Mthembu Medical | Evotec Electronics (Offer 1) | Evotec Electronics (Offer 2) | Tecmed Pharma | Phoenix Neomed
4.1 | Make/Brand | Guangzhou Sunray | UNICARE | HWATIME | Comen | Bistos Co.LTD
4.2 | Model | SRF618B6RT2.1 | MCF-21B (Configuration A) | T10 | Star 5000 | BT350L
4.3 | Country of Origin | China | China | China | China | South Korea
4.4 | Lead time | 4-6 weeks | 5-7 Days | 5-7 Days | 4-6 Weeks | 1 Week
5 | Replacement Accessories & Consumables List
RT2-04-01a | US transducer | 5639.21 | 3967.5 | 5405 | 5002.96 | 2307.38
RT2-04-01b | Toco transducer | 4229.4 | 3162.5 | Part of 3 in 1 | 2515.86 | 2636.48
RT2-04-01c | Thermal printing paper (Pk of 5) | 87.25 | 170.2 | 170.2 | 450.45 | 494.26
RT2-04-01d | Belt | 176.23 | 126.5 | 126.5 | 90.09 | 98.85
RT2-04-01e | Marker | 704.9 | 736 | Part of 3 in 1 | 1410.48 | Included
# | RT2-04-02
1 | Item Number: RT2-04-02
2 | Item Name: Cardiotocograph, singleton with MHR monitoring
3 | Item Description:
4 | Bidders' Name | Philips South Africa | SSEM Mthembu Medical | Evotec Electronics (Offer 1) | Evotec Electronics (Offer 2) | Tecmed Pharma
4.1 | Make/Brand | Philips | Guangzhou Sunray | UNICARE | HWATIME | Comen
4.2 | Model | Avalon FM20 | SRF618-K9 | MCF-21B (CONFIGURATION C) | T10 + MRH | Star 5000C
4.3 | Country of Origin | Germany | China | China | China | China
4.4 | Lead time | 6-8 Weeks | 4-6 weeks | 5-7 Days | 5-7 Days | 4-6 Weeks
5 | Replacement Accessories & Consumables List
RT2-04-02a | US transducer | 10832.25 | 5639.21 | 3967.5 | 5405 | 5002.96
RT2-04-02b | Toco transducer | 10832.25 | 4229.4 | 3162.5 | Part of 3 in 1 | 2515.86
RT2-04-02c | Thermal printing paper (Pk of 5) | 2948.89 | 87.25 | 170.2 | 170.2 | 450.45
RT2-04-02d | Belt | 661.7 | 176.23 | 126.5 | 126.5 | 90.09
RT2-04-02e | Marker | 3553.04 | 704.9 | 736 | Part of 3 in 1 | 1410.48
# | RT2-04-03
1 | Item Number: RT2-04-03
2 | Item Name: Cardiotocograph (twins) on Trolley
3 | Item Description:
4 | Bidders' Name | Philips | SSEM-Mthembu Medical | EVOTEC (Offer 1) | EVOTEC Offer 2 | Tecmed Pharma | MBUSO MEDICAL SUPPLIES | East Coast Medial Northern Region (Offer 3)
4.1 | Make/Brand | Philips | Guangzhou Sunray | UNICARE | HWATIME | Comen | SUNDRAY | EDEN
4.2 | Model | Avalon FM20 | SRF618B6RT2.1 | MCF-2IB (CONFIGURATION B) | T10 + TWINS | Star 5000 | FETAL AND MATERNAL MONITOR SRF618 | FTS-6 Twins Touch Screen
4.3 | Country of Origin | Germany | China | China | China | China | China | China
4.4 | Lead time | 6-8 weeks | 4-6 weeks | 5-7 Days | 5-7 Days | 4-6 Weeks | 4-6 Weeks | 1 Week
5 | Replacement Accessories & Consumables List
RT2-04-03a | US transducer | 10832.25 | 5639.21 | 3967.5 | 5405 | 5002.96 | 8113.87 | 4893.81
RT2-04-03b | Toco transducer | 10832.25 | 4229.4 | 3162.5 | Part of 3 in 1 | 2515.86 | 5643.51 | 4194.54
RT2-04-03c | Thermal printing paper (Pk of 5) | 2948.89 | 87.25 | 170.2 | 170.2 | 450.45 | 734.72 | 393.2
RT2-04-03d | Belt | 661.7 | 176.23 | 126.5 | 126.5 | 90.09 | 514 | 139.81
RT2-04-03e | Trolley | 6855.42 | 2114.7 | 5405 | 5405 | 5787.15 | 5111.1 | 4033.01
# | RT2-04-04
1 | Item Number: RT2-04-04
2 | Item Name: Cardiotocograph (Twins) with MHR, on Trolley
3 | Item Description:
4 | Bidders' Name | Philips South Africa | SSEM Mthembu Medical | Evotec Electronics (Offer 1) | Evotec Electronics (Offer 2) | Tecmed Pharma | Mbuso Medical Supplies | East Coast Medial Northern Region (Offer 1)
Comments
4.1 | Make/Brand | Philips | Guangzhou Sunray | UNICARE | HWATIME | Comen | SUNDRAY | Edan
4.2 | Model | Avalon FM20 | SRF618-K9 | MCF-21B (CONFIGURATION D) | T10 TWINS + MHR | Star 5000C | FETALVAND MTERNAL MONITOR SRF618K9 | Standard F15 with TOCO derived
4.3 | Country of Origin | Gemany | China | China | China | China | China | China
4.4 | Lead time | 6-8 Weeks | 4-6 Weeks | 5-7 Days | 5-7 Days | 4-6 Weeks | 4-6 Weeks | 1 Week
5 | Replacement Accessories & Consumables List
RT2-04-04a | US transducer | 10832.25 | 5639.21 | 3967.5 | 5405 | 5002.96 | 8113.87 | 10485.82
RT2-04-04b | Toco transducer | 10832.25 | 4229.4 | 3162.5 | Part of 3 in 1 | 2515.86 | 5643.51 | 13981.09
RT2-04-04c | Thermal printing paper (Pk of 5) | 2948.89 | 87.25 | 170.2 | 170.2 | 450.45 | 734.72 | 393.2
RT2-04-04d | Belt | 661.7 | 176.23 | 126.5 | 126.5 | 90.09 | 514.3 | 139.81
RT2-04-04e | Trolley | 6855.42 | 2114.7 | 5405 | 5405 | 5787.15 | 5111.1 | 10485.82
# | RT2-04-05
1 | Item Number: RT2-04-05
2 | Item Name: Doppler Fetal Heart Rate Monitor
3 | Item Description:
4 | Bidders' Name | Evotec Electronics | Ecomed Medical | Respiratory Care Africa (Offer 1) | Tecmed Pharma | East Coast Medial Northern Region
4.1 | Make/Brand | CHOISEMMED | BESTMAN | Jumper | Comen | Edan
4.2 | Model | MD800 | BF-500D+ | JPD100D | Star5000A | SD3
4.3 | Country of Origin | China |  | China | Japan | China
4.4 | Lead time | 5-7 Days |  | 10 Weeks | 4-8 Weeks | 7 Weeks
5 | Replacement Accessories & Consumables List
RT2-04-05a | 2 MHz probe | 782 | 966.41 | 650.5714 | 512.84 | 1747.64
RT2-04-05b | Carry bag | 437 | 85.07 | 180.7143 | 465.81 | 349.53
RT2-04-05c | A 3 MHz probe may be offered as an option | 782 | 1041.58 | 650.5714 | 603.98 | 1747.64
RT2-04-05d | Headset | 782 | 194.86 | 300 | Not offered | 209.72
# | RT2-04-07
1 | Item Number: RT2-04-07
2 | Item Name: Vacuum Extractor, Obstetric - Portable Electric
3 | Item Description: A device for applying traction to the fetus during delivery by using a suction cup attached to the fetal head
4 | Bidders' Name | Gabler Medical Devices | Evotec Electronics | Class Three Medical Solution
4.1 | Make/Brand | Gabler | SMAF | CAMI
4.2 | Model | FSE300 - 180060 | YX932D (971/30867) | HOSPIVAC350 350
4.3 | Country of Origin |  | China | Italy
4.4 | Lead time |  | 5-7 Days | 8 Weeks
5 | Replacement Accessories & Consumables List
RT2-04-07a | 1 x 40mm extractor cup | 641.28 | 678.5 | 1350.35
RT2-04-07b | 2 x 50mm extractor cups | 650.19 | 678.5 | 1350.35
RT2-04-07c | 2 x 60mm extractor cups | 659.09 | 678.5 | 1350.35
RT2-04-07d | Mobile trolley | 2574.03 | 1265 | 3955.58
RT2-04-07e | 1x 70mm extractor cup | 669.27 | 1207.5 | 1196
RT2-04-07f | Bacterial filter (Pk of 10) | 466.46 | 195.5 | 1562.5
RT2-04-07g | 1L receptal liner with shut off | 33.08 | (Box of 50) 2185 | 61.41
RT2-04-07h | 1L receptal canister | 272.29 | 828 | 181.25
RT2-04-07i | Silicone tubing 6x11 (5m roll) | 178.01 | 316.25 | 163.52
# | RT2-04-08
1 | Item Number: RT2-04-08
2 | Item Name: Ultrasound Unit, Obstetric
3 | Item Description:
4 | Bidders' Name | Siemens Healthcare Offer 1 | Siemens Healthcare Offer 2 | Philips | SSEM-Mthembu (Offer 1) | SSEM-Mthembu (Offer 2) | SSEM-Mthembu (Offer 3) | SSEM-Mthembu (Offer 4) | Ecomed Medical | Respiratory Care Africa (Offer 1) | Respiratory Care Africa (Offer 2) | Respiratory Care Africa (Offer 3)
4.1 | Make/Brand | Siemens | Siemens | Philips | Samsung | Samsung | Samsung | Samsung | VERSANA | Mindray | Mindray | Mindray
4.2 | Model | Acuson NX3 Elite | Acuson Juniper | Clearvue 550 | HS30 | HS40 | HS50 | HS60 | ESSENTIAL | DC-30 | DC-40 Full HD | DX-70 XI
4.3 | Country of Origin | Korea | Korea | China | China | China | China | China | USA | China | China | China
4.4 | Lead time | 8-10 Weeks | 8-10 Weeks | 6 Weeks | 5 weeks | 5 weeks | 5 weeks | 5 weeks |  | 9 Weeks | 9 Weeks | 9 Weeks
5 | Replacement Accessories & Consumables List
RT2-04-08a | Curvi-linear probe (Abdominal, vascular, O&G applications) | CH5-2; 1.4 - 5.0 MHz R87,383 | 7C2; 2.2 - 7.0 MHz R134 380.00 | C5-2; 2-5MHz R39 629.00 | (2 - 8MHz) R33 842,94 | (2 - 8MHz) R33 842,94 | (1 - 7MHz) R80 969,23 | (1 - 7MHz) R80 969,23 | 4C-RS; 2 - 5MHz R109 876,77 | 3C5P; 2 - 7MHz R34,000.00 | C6-2; 2 - 7MHz R43,000.00 | C5-IE; 2 - 7MHz R57,000.00
RT2-04-08b | Linear probe | VF16-5; 5.0 - 16.0 MHz R87,383 | 16L4; 4.3 - 15.4 MHz R100 407.00 | L12-4; 4 -12 MHz R39 629.00 | (4 - 12MHz) R33 842,94 | (3 - 16MHz) R60 325,04 | (3 - 16MHz) R73 608,39 | (3 - 16MHz) R98708,53 | L6-12-RS; 4 - 13MHz R101 737,56 | 7L4P; 4.5 - 16MHz R34,000.00 | L13-3; 4.5 - 16MHz R55,000.00 | L12-3E; 4.5 - 16MHz R55,000.00
RT2-04-08c | Transvaginal probe | EC10-5W; 4 - 10 MHz R116,948 | 9MC3; 3.0 - 9.0 MHz R100 407.00 | C9 - 4; 4 -9 MHz R39 629.00 | (4 - 9MHz) R33 842,94 | (4 - 9MHz) R33 842,94 | (2 - 11MHz) R105 505,36 | (2 - 11MHz) R105 505,36 | E8CS-RS; 4 - 10MHz R114 455,02 | 6CV1P; 3.9 - 15MHz R34 000.00 | V11-3; 3.9 - 15MHz R55,000.00 | V11-3HE; 3.9 - 15MHz R65,000.00
RT2-04-08d | Printer | 9,634 | 9634 | 14869.5 | 15117.57 | 15117.57 | 15117.57 | 15117.57 | 14989.71 | R17,000.00 | R 17,000.00 | R17,000.00
RT2-04-08e | Ultrasound Gel | TBU | TBU | TBU | 49.87 | 49.87 | 49.87 | 49.87 | TBU | 40 | 40 | 42.1667
RT2-04-08f | Uninterrupted Power Supply (UPS) | 8403 | 8403 | 7475 | 3309.21 | 3309.21 | 3309.21 | 3309.21 | 6047.4 | 3000 | 3000 | 3364.9

## Category 5 General Medical
RT2-2021 SUPPLY, DELIVERY, INSTALLATION, COMMISSIONING AND MAINTENANCE OF MEDICAL EQUIPMENT TO THE STATE FOR THE PERIOD 01 DECEMBER 2021 TO 30 NOVEMBER 2024
RT2-2021 CONTRACT PRICING WITH REPLACEMENT ACCESSORIES
CATEGORY 5: GENERAL MEDICAL EQUIPMENT
# | RT2-05-04
1 | Item Number: RT2-05-04
2 | Item Name: DEFIBRILLATOR, ECG&PACING
3 | Item Description: Defibrillator to reverse fibrillation to a normal rhythm with pacing capabilties and ECG monitoring
4 | Suppliers' Name | Phillips South Africa | SSEM Mthembu Medical | Stat Tiakeni Medical | Medhold Medical
4.1 | Make/Brand | Phillips | Nihon Kohden | ZOLL | Bexen Cardio
4.2 | Model | Efficia DFM 100 | TEC-5631K | M2 | Reanibex 700
4.3 | Country of Origin | China | Japan | USA | Spain
4.4 | Lead time | 6-8 Weeks | 6-8 Weeks | 6-8 Weeks | 8 Weeks
4.5 | Standard Accessories & Consumables(Starter Pack)
4.5.1 | 3-Lead ECG patient cable (x1)
4.5.2 | ECG electrodes (25/pack)
4.5.3 | AED pads (x2 pairs- Paeds & Adults)
4.5.4 | Cable for AED pads (x1)
4.5.5 | Pacing electrodes
4.5.6 | Pacing cable
4.5.7 | Electrode gel (x1: 250ml)
4.5.8 | Printer paper (x 10 rolls)
5 | Warranty (2-year): Year 1 and Year 2
6 | Warranty Entails: A 2-year warranty against poor workmanship and latent defects and parts. This must be all inclusive and include, BUT NOT LIMITED TO, amongst others, ALL PARTS (including Batteries), Labour, Traveling and Accommodation. The 2-year warranty must also include all quality check, quality assurance requirements, Preventative Maintenance/Calibrations, Software updates and upgrades to be included. This 2-year warranty will commence after formal Commissioning and handover of the equipment.
7 | Unit Price(Inclusive of VAT, Standard Accessories & Consumables, and 2-year Warranty) | 70812.86 | 109508.99 | 99750 | 111312.91
8 | Estimated Life-span | 10 Years | 15 Years | 15 Years | 10 Years
# | RT2-05-05
1 | Item Number: RT2-05-05
2 | Item Name: DEFIBRILLATOR, ECG&SPO2
3 | Item Description: Defibrillator to reverse fibrillation to a normal rhythm with ECG and peripheral oxygen saturation monitoring
4 | Suppliers' Name | Phillips South Africa | Ecomed Medical | SSEM Mthembu Medical | Stat Tiakeni Medical | Medhold Medical
4.1 | Make/Brand | Phillips | INSTRAMED | Nihon Kohden | ZOLL | Bexen Cardio
4.2 | Model | Efficia DFM 100 | CARDIOMAX 8 | Tec-5621K | M2 | Reanibex 700
4.3 | Country of Origin | China | Brazil | Japan | USA | Spain
4.4 | Lead time | 6-8 Weeks | 8 Weeks | 6-8 Weeks | 8 Weeks | 8 Weeks
4.5 | Standard Accessories & Consumables(Starter Pack)
4.5.1 | 3-Lead ECG patient cable (x1)
4.5.2 | ECG electrodes (x25)
4.5.3 | AED pads (x2 pairs)
4.5.4 | Cable for AED pads (x1)
4.5.5 | Electrode gel (x1: 250ml)
4.5.6 | Printer paper (x 10 rolls)
4.5.7 | SpO2 transducer
4.5.8 | SpO2 cable
5 | Warranty (2-year): Year 1 and Year 2
6 | Warranty Entails: A 2-year warranty against poor workmanship and latent defects and parts. This must be all inclusive and include, BUT NOT LIMITED TO, amongst others, ALL PARTS (including Batteries), Labour, Traveling and Accommodation. The 2-year warranty must also include all quality check, quality assurance requirements, Preventative Maintenance/Calibrations, Software updates and upgrades to be included. This 2-year warranty will commence after formal Commissioning and handover of the equipment.
7 | Unit Price(Inclusive of VAT, Standard Accessories & Consumables, and 2-year Warranty) | 72979.79 | 105363.47 | 108172.72 | 109250 | 116632.36
8 | Estimated Life-span | 15 Years | 7-10 Years | 8 Years | 10 Years | 10 Years
# | RT2-05-06
1 | Item Number: RT2-05-06
2 | Item Name: DEFIBRILLATOR, ECG,SPO2&NIBP
3 | Item Description: Defibrillator to reverse fibrillation to a normal rhythm with ECG, peripheral oxygen saturation and NIBP monitoring
4 | Suppliers' Name | Phillips South Africa | SSEM Mthembu Medical | Medhold Medical | Stat Tiakeni Medical
4.1 | Make/Brand | Phillips | Nihon Kohden | Bexen Cardio | ZOLL
4.2 | Model | Efficia DFM 100 | Tec-5621K | Reanibex 700 | R-SERIES
4.3 | Country of Origin | China | Japan | Spain | USA
4.4 | Lead time | 6-8 Weeks | 6-8 Weeks | 8 Weeks | 8 Weeks
4.5 | Standard Accessories & Consumables(Starter Pack)
4.5.1 | 3-Lead ECG patient cable (x1)
4.5.2 | ECG electrodes (25/Pack)
4.5.3 | AED pads (x2 pairs - Paeds & Adults)
4.5.4 | Cable for AED pads (x1)
4.5.5 | Electrode gel (x1: 250ml)
4.5.6 | Printer paper (x 10 rolls)
4.5.7 | SpO2 sensor
4.5.8 | SpO2 cable
4.5.9 | BP hose
4.5.10 | BP cuff (Adult)
5 | Warranty (2-year): Year 1 and Year 2
6 | Warranty Entails: A 2-year warranty against poor workmanship and latent defects and parts. This must be all inclusive and include, BUT NOT LIMITED TO, amongst others, ALL PARTS (including Batteries), Labour, Traveling and Accommodation. The 2-year warranty must also include all quality check, quality assurance requirements, Preventative Maintenance/Calibrations, Software updates and upgrades to be included. This 2-year warranty will commence after formal Commissioning and handover of the equipment.
7 | Unit Price(Inclusive of VAT, Standard Accessories & Consumables, and 2-year Warranty) | 81902.82 | 142382.35 | 137426.55 | 280250
8 | Estimated Life-span | 7-10 Years | 8 Years | 15 Years | 10 Years
# | RT2-05-07
1 | Item Number: RT2-05-07
2 | Item Name: ECG MACHINE, 12-LEAD
3 | Item Description: Twelve channel portable electrocardiograph
4 | Suppliers' Name | Ecomed Medical (Offer 1) | Ecomed Medical (Offer 2) | Class Three Medical Solution | Mbuso Medical Supplies | Medhold Medical | Respiratory Care Africa | East Coast Medial Northern Region
4.1 | Make/Brand | BIOLIGHT | BIOLIGHT | ZONARE | COMEN | GE | Mindray | EDAN
4.2 | Model | E65 | E70 | iMac 120 | CM1200B | MAC 2000 | Beneheart R12 | SE 1200 Express
4.3 | Country of Origin | China | China | China | China | Germany | China | China
4.4 | Lead time | 8 Weeks | 8 Weeks | 2-8 Weeks | 4-8 Weeks | 8 Weeks | 6-9 Weeks | 7 Weeks
4.5 | Standard Accessories & Consumables(Starter Pack)
4.5.1 | ECG cable with adaptor clips
4.5.2 | ECG electrodes (25/Pack)
4.5.3 | Dedicated trolley
5 | Warranty (2-year): Year 1 and Year 2
6 | Warranty Entails: A 2-year warranty against poor workmanship and latent defects and parts. This must be all inclusive and include, BUT NOT LIMITED TO, amongst others, ALL PARTS (including Batteries), Labour, Traveling and Accommodation. The 2-year warranty must also include all quality check, quality assurance requirements, Preventative Maintenance/Calibrations, Software updates and upgrades to be included. This 2-year warranty will commence after formal Commissioning and handover of the equipment.
7 | Unit Price(Inclusive of VAT, Standard Accessories & Consumables, and 2-year Warranty) | 29267.22 | 30875.6 | 27924.88 | 39466.5 | 54446.75 | 37075 | 32125.89
8 | Estimated Life-span | 10 Years | 10 Years | 10 Years + | 10 Years | 10 Years | 7-10 Years | 10 Years
# | RT2-05-09
1 | Item Number: RT2-05-09
2 | Item Name: EXAMINATION LIGHT, LED, MOBILE
3 | Item Description: The examination light must be a single head LED with suitable reflector
4 | Suppliers' Name | Ecomed Medical | Class Three Medical Solution | Delta Surgical | Integrated Medical Systems
Original Price
4.1 | Make/Brand | KELING | HEFEI HEALTH SCIENCE | Dr Mach | Derungs Medical Lighting
4.2 | Model | KL01L.IILED MOBILE | LED 260B | Mach LED 120 Mobile | Triango 30 Mobile
4.3 | Country of Origin | China | China | Germany | Switzerland
4.4 | Lead time | 8 Weeks | 2-8 Weeks | 8-12 Weeks | 1-8 Weeks
5 | Warranty (2-year): Year 1 and Year 2
6 | Warranty Entails: A 2-year warranty against poor workmanship and latent defects and parts. This must be all inclusive and include, BUT NOT LIMITED TO, amongst others, ALL PARTS (including Batteries), Labour, Traveling and Accommodation. The 2-year warranty must also include all quality check, quality assurance requirements, Preventative Maintenance/Calibrations, Software updates and upgrades to be included. This 2-year warranty will commence after formal Commissioning and handover of the equipment.
7 | Unit Price(Inclusive of VAT, Standard Accessories & Consumables, and 2-year Warranty) | 20914.77 | 28282.55 | 34912.89 | 50780
8 | Estimated Life-span | 10 Years | 10 Years + | 10-15 Years | 10 Years
# | RT2-05-10
1 | Item Number: RT2-05-10
2 | Item Name: EXAMINATION LIGHT, LED, MOBILE WITH BATTERY
3 | Item Description: A mobile LED examination light with battery power backup
4 | Suppliers' Name | Respiratory Care Africa | Medhold Medical | Integrated Medical Systems
4.1 | Make/Brand | Mindray | Getinge | Derungs Medical Lighting
4.2 | Model | HyLED 200 | Maquet Lucea 50 | Triango 30 Mobile + Battery
4.3 | Country of Origin | China | France | Switzerland
4.4 | Lead time | 6-9 Weeks | 8 Weeks | 1-8 Weeks
5 | Warranty (2-year): Year 1 and Year 2
6 | Warranty Entails: A 2-year warranty against poor workmanship and latent defects and parts. This must be all inclusive and include, BUT NOT LIMITED TO, amongst others, ALL PARTS (including Batteries), Labour, Traveling and Accommodation. The 2-year warranty must also include all quality check, quality assurance requirements, Preventative Maintenance/Calibrations, Software updates and upgrades to be included. This 2-year warranty will commence after formal Commissioning and handover of the equipment.
7 | Unit Price(Inclusive of VAT, Standard Accessories & Consumables, and 2-year Warranty) | 39275 | 81317.31 | 76140.001
8 | Estimated Life-span | 7-10 Years | 10-15 Years | 10 Years
# | RT2-05-11
1 | Item Number: RT2-05-11
2 | Item Name: EXAMINATION LIGHT, LED, WALL-MOUNT
3 | Item Description: A wall mounted LED examination light
4 | Suppliers' Name | Delta Surgical | Integrated Medical Systems | Medhold Medical (Offer 2) | Safmed
4.1 | Make/Brand | Dr Mach | Derungs Medical Lighting | Getinge | STERIS
4.2 | Model | Mach LED 120 Mobile | Triango 30 | Maquet Lucea 50 | HEXALUX WALL MOUNT
4.3 | Country of Origin | Germany | Switzerland | France | France
4.4 | Lead time | 8-12 Weeks | 1-8 Weeks | 8 Weeks | 8 to 12 Weeks
5 | Warranty (2-year): Year 1 and Year 2
6 | Warranty Entails: A 2-year warranty against poor workmanship and latent defects and parts. This must be all inclusive and include, BUT NOT LIMITED TO, amongst others, ALL PARTS (including Batteries), Labour, Traveling and Accommodation. The 2-year warranty must also include all quality check, quality assurance requirements, Preventative Maintenance/Calibrations, Software updates and upgrades to be included. This 2-year warranty will commence after formal Commissioning and handover of the equipment.
7 | Unit Price(Inclusive of VAT, Standard Accessories & Consumables, and 2-year Warranty) | 34744.1 | 47150 | 42847.35 | 59200
8 | Estimated Life-span | 10-15 Years | 10 Years | 10-15 Years | 10 Years
# | RT2-05-14
1 | Item Number: RT2-05-14
2 | Item Name: MONITOR, BASIC
3 | Item Description: Basic physiologic monitor
4 | Suppliers' Name | Evotec Electronics | Ecomed Medical (Offer 1) | Ecomed Medical (Offer 2) | Class Three Medical Solution (Offer 4) | Respiratory Care Africa (Offer 1) | Drager South Africa (Offer 1) | Phillips South Africa | Medhold Medical (Offer 6) | East Coast Medial Northern Region (Offer 1)
4.1 | Make/Brand | HWATIME | BIOLIGHT | BIOLIGHT | COMEN | Mindray | Drager | Phillips | GE Healthcare | Edan
4.2 | Model | H9 | M9500 BLT | M9500 NELLCOR | C86 | UMEC 15 | Vista 120 | Efficia CM 150 | B125 Patient Monitor with Nellcor or Masimo SPO2 | iM80
4.3 | Country of Origin | China | China | China | China | China | Euro | China | Finland | China
4.4 | Lead time | 3- Weeks | 8 Weeks | 8 Weeks | 2-8 Weeks | 6-9 Weeks | 8-12 Weeks | 8 Weeks | 8 Weeks | 7 Weeks
4.5 | Standard Accessories & Consumables(Starter Pack)
4.5.1 | Paediatric 3/5 lead ECG cables
4.5.2 | Adult 3/5 lead ECG cables
4.5.3 | ECG interface cable
4.5.4 | Reusable latex-free paediatric cuff
4.5.5 | Reusable latex-free adult cuff
4.5.6 | Reusable latex-free neonate cuff
4.5.7 | Reusable latex-free obese cuff
4.5.8 | NIBP hose
4.5.9 | Finger sensor for paeds
4.5.10 | Finger sensor for adults
4.5.11 | Finger wrap-around probe for neonates
4.5.12 | Spo2 interface cable
4.5.13 | Two reusable temperature probes
5 | Warranty (2-year): Year 1 and Year 2
6 | Warranty Entails: A 2-year warranty against poor workmanship and latent defects and parts. This must be all inclusive and include, BUT NOT LIMITED TO, amongst others, ALL PARTS (including Batteries), Labour, Traveling and Accommodation. The 2-year warranty must also include all quality check, quality assurance requirements, Preventative Maintenance/Calibrations, Software updates and upgrades to be included. This 2-year warranty will commence after formal Commissioning and handover of the equipment.
7 | Unit Price(Inclusive of VAT, Standard Accessories & Consumables, and 2-year Warranty) | 19377.5 | 27027.77 | 36252.66 | 23528.98 | 25841 | 43352.51 | 74561.93 | 151009.69 | 35589.24
8 | Estimated Life-span | 7-10 Years | 10 Years | 11 Years | 10 Years | 10 Years | 10 - 12 Years | 7-10 Years | 10 Years | 10 Years
# | RT2-05-15
1 | Item Number: RT2-05-15
2 | Item Name: MONITOR, ICU
3 | Item Description: A physiological monitor for use in intensive care settings
4 | Suppliers' Name | Ecomed Medical (Offer 1) | Ecomed Medical (Offer 2) | Class Three Medical Solution (Offer 2) | East Coast Medial Northern Region (Offer 1)
4.1 | Make/Brand | BIOLIGHT | BIOLIGHT | COMEN | Edan
4.2 | Model | A8 BLT | A8 NELLCOR | C90 | V8 with XM module
4.3 | Country of Origin | China | China | China | China
4.4 | Lead time | 8 Weeks | 8 Weeks | 2-8 Weeks | 7 Weeks
4.5 | Standard Accessories & Consumables(Starter Pack)
4.5.1 | Paediatric 3/5 lead ECG cables
4.5.2 | Adult 3/5 lead ECG cables
4.5.3 | ECG interface cable
4.5.4 | Reusable latex-free paediatric cuff
4.5.5 | Reusable latex-free adult cuff
4.5.6 | Reusable latex-free neonate cuff
4.5.7 | Reusable latex-free obese cuff
4.5.8 | NIBP hose
4.5.9 | Finger sensor for paeds
4.5.10 | Finger sensor for adults
4.5.11 | Finger wrap-around probe for neonates
4.5.12 | Spo2 interface cable
4.5.13 | Two reusable temperature probes
5 | Warranty (2-year): Year 1 and Year 2
6 | Warranty Entails: A 2-year warranty against poor workmanship and latent defects and parts. This must be all inclusive and include, BUT NOT LIMITED TO, amongst others, ALL PARTS (including Batteries), Labour, Traveling and Accommodation. The 2-year warranty must also include all quality check, quality assurance requirements, Preventative Maintenance/Calibrations, Software updates and upgrades to be included. This 2-year warranty will commence after formal Commissioning and handover of the equipment.
7 | Unit Price(Inclusive of VAT, Standard Accessories & Consumables, and 2-year Warranty) | 75508.41 | 85017.19 | 104977.31 | 77062.63
8 | Estimated Life-span | 10 Years | 10 Years | 10 Years | 10 Years
#
1 | Item Number: RT2-05-16
2 | Item Name: MONITOR, ICU WITH TRANSPORT MODULE
3 | Item Description: A physiological monitor for use in intensive care settings with detachable module for transportation without losing trends
4 | Suppliers' Name | Class Three Medical Solution | Drager South Africa | SSEM-Mthembu Medical (Offer 2) | Phillips South Africa | East Coast Medial Northern Region (Offer 1)
4.1 | Make/Brand | COMEN | Drager | Nihon Kohden | Phillips | Edan
4.2 | Model | C90 | IACS | CSM-1702K | Intellivue MX750 | V8 with iM20 Module
4.3 | Country of Origin | China | Germany | Japan | Germany | China
4.4 | Lead time | 2-8 Weeks | 8-14 Weeks | 6-8 Weeks | 6-8Weeks | 7 Weeks
4.5 | Standard Accessories & Consumables(Starter Pack)
4.5.1 | Paediatric 3/5 lead ECG cables
4.5.2 | Adult 3/5 lead ECG cables
4.5.3 | ECG interface cable
4.5.4 | Reusable latex-free paediatric cuff
4.5.5 | Reusable latex-free adult cuff
4.5.6 | Reusable latex-free neonate cuff
4.5.7 | Reusable latex-free obese cuff
4.5.8 | NIBP hose
4.5.9 | Finger sensor for paeds
4.5.10 | Finger sensor for adults
4.5.11 | Finger wrap-around probe for neonates
4.5.12 | Spo2 interface cable
4.5.13 | Two reusable temperature probes
5 | Warranty (2-year): Year 1 and Year 2
6 | Warranty Entails: A 2-year warranty against poor workmanship and latent defects and parts. This must be all inclusive and include, BUT NOT LIMITED TO, amongst others, ALL PARTS (including Batteries), Labour, Traveling and Accommodation. The 2-year warranty must also include all quality check, quality assurance requirements, Preventative Maintenance/Calibrations, Software updates and upgrades to be included. This 2-year warranty will commence after formal Commissioning and handover of the equipment.
7 | Unit Price(Inclusive of VAT, Standard Accessories & Consumables, and 2-year Warranty) | 104977.31 | 179356.44 | 315064.13 | 228998.78 | 92729.11
8 | Estimated Life-span | 10 Years + | 10 - 12 Years | 8 Years | 7-10 Years | 10 Years
# | RT2-05-17
1 | Item Number: RT2-05-17
2 | Item Name: CENTRAL MONITORING, 8-BED PACKAGE
3 | Item Description: An ICU central station with 8 ICU monitors
4 | Suppliers' Name | Medhold Medical (Offer 6) | Medhold Medical (Offer 9) | Phillips South Africa | Class Three Medical Solution (Offer 2) | Drager South Africa (Offer 1) | Drager South Africa (Offer 2) | Tecmed Pharma (Offer 2)
4.1 | CENTRAL STATION:
4.1.1 | Make/Brand | GE | GE | Phillips | COMEN | DRAGER MEDICAL | Drager | COMEN
4.1.2 | Model | Carescape central station | Carescape central station | Intellivue PIIC-lx Rev C | Star8800 | VISTA 120 CMS | Infinity Central Station | Star8800
4.2 | MONITOR:
4.2.1 | Make/Brand | GE | GE | Phillips | COMEN | DRAGER | Drager | COMEN
4.2.2 | Model | B650 with PDM Offer 6 [Nelcor/Masimo] | B650 with Cs1 [Trusignal ohmeda] | Intelliview MX550 | C90 | VISTA 120 MODEL C+ | Infinity Central Station | NC19
4.3 | Country of Origin | Finland/USA | Finland/USA/Mexico | Germany | China | Germany | Germany | China
4.4 | Lead time | 8 Weeks | 8 Weeks | 6-8 Weeks | 2-8 Weeks | 8-14 Weeks | 8-14 Weeks | 6-8 Weeks
4.5 | Standard Accessories & Consumables(Starter Pack)
4.5.1 | NIBP cuff with hose
4.5.2 | SpO2 finger probe with cable
4.5.3 | Reusable temperature sensor
4.5.4 | ECG cable, 3/5 lead
4.5.5 | Invasive blood pressure cable X2 with connection for tranceducers used by user
4.5.6 | UPS (uninterrupted power supply)
5 | Warranty (2-year): Year 1 and Year 2
6 | Warranty Entails: A 2-year warranty against poor workmanship and latent defects and parts. This must be all inclusive and include, BUT NOT LIMITED TO, amongst others, ALL PARTS (including Batteries), Labour, Traveling and Accommodation. The 2-year warranty must also include all quality check, quality assurance requirements, Preventative Maintenance/Calibrations, Software updates and upgrades to be included. This 2-year warranty will commence after formal Commissioning and handover of the equipment.
7 | Unit Price(Inclusive of VAT, Standard Accessories & Consumables, and 2-year Warranty) | 1590021.72 | 1861804.93 | 1524833.81 | 882362.63 | 810124.2682 | 1760627.3327 | 984743.23
8 | Estimated Life-span | 7 Years + | 7 Years + | 7-10 Years | 10 - 12 Years | 10 - 12 Years | 10 - 12 Years | 10 Years +
# | RT2-05-17a
1 | Item Number: RT2-05-17a
2 | Item Name: CENTRAL MONITORING, 12-BED PACKAGE
3 | Item Description: An ICU central station with 12 ICU monitors
4 | Suppliers' Name | Drager South Africa (Offer 1) | Class Three Medical Solution (Offer 2) | Tecmed Pharma (Offer 2) | Phillips South Africa | Medhold Medical (Offer 6) | Drager South Africa (Offer 2) | Medhold Medical (Offer 9)
4.1 | CENTRAL STATION:
4.1.1 | Make/Brand | DRAGER MEDICAL | COMEN | COMEN | Phillips | GE | Drager | GE
4.1.2 | Model | VISTA 120 CMS | Star8800 | Star8800 | Intellivue PIIC-lx Rev C | Carescape central station | Infinity Central Station | Carescape central station
4.2 | MONITOR:
4.2.1 | Make/Brand | DRAGER | COMEN | COMEN | Phillips | GE | Drager | GE
4.2.2 | Model | VISTA 120 MODEL C+ | C90 | NC19 | Intelliview MX550 | B650 with PDM Offer 6 [Nelcor/Masimo] | Infinity Central Station | B650 with Cs1 [Trusignal ohmeda]
4.3 | Country of Origin | Germany | China | China | Germany | Finland/USA | Germany | Finland/USA/Mexico
4.4 | Lead time | 8-14 Weeks | 2-8 Weeks | 6-8 Weeks | 6-8 Weeks | 8 Weeks | 8-14 Weeks | 8 Weeks
4.5 | Standard Accessories & Consumables(Starter Pack)
4.5.1 | NIBP cuff with hose
4.5.2 | SpO2 finger probe with cable
4.5.3 | Reusable temperature sensor
4.5.4 | ECG cable, 3/5 lead
4.5.5 | Invasive blood pressure cable X2 with connection for tranceducers used by user
4.5.6 | UPS (uninterrupted power supply)
5 | Warranty (2-year): Year 1 and Year 2
6 | Warranty Entails: A 2-year warranty against poor workmanship and latent defects and parts. This must be all inclusive and include, BUT NOT LIMITED TO, amongst others, ALL PARTS (including Batteries), Labour, Traveling and Accommodation. The 2-year warranty must also include all quality check, quality assurance requirements, Preventative Maintenance/Calibrations, Software updates and upgrades to be included. This 2-year warranty will commence after formal Commissioning and handover of the equipment.
7 | Unit Price(Inclusive of VAT, Standard Accessories & Consumables, and 2-year Warranty) | 1159679.0046 | 1259727.86 | 1380681.96 | 2141151.86 | 2315051.4 | 2566581.844 | 2722727.21
8 | Estimated Life-span | 10 - 12 Years | 10 Years + | 10 Years | 7-10 Years | 7 Years + | 10 - 12 Years | 7 Years +
# | RT2-05-17b
1 | Item Number: RT2-05-17b
2 | Item Name: CENTRAL MONITORING, 16BED PACKAGE
3 | Item Description: An ICU central station with 16 ICU monitors
4 | Suppliers' Name | Drager South Africa (Offer 1) | Class Three Medical Solution (Offer 2) | Tecmed Pharma (Offer 2) | Phillips South Africa | Medhold Medical (Offer 6) | Medhold Medical (Offer 9) | Drager South Africa (Offer 2)
4.1 | CENTRAL STATION:
4.1.1 | Make/Brand | DRAGER MEDICAL | COMEN | COMEN | Phillips | GE | GE | Drager
4.1.2 | Model | VISTA 120 CMS | Star8800 | Star8800 | Intellivue PIIC-lx Rev C | Carescape central station | Carescape central station | Infinity Central Station
4.2 | MONITOR:
4.2.1 | Make/Brand | DRAGER | COMEN | COMEN | Phillips | GE | GE | Drager
4.2.2 | Model | VISTA 120 MODEL C+ | C90 | NC19 | Intelliview MX550 | B650 with PDM Offer 6 [Nelcor/Masimo | B650 with Cs1 [Trusignal ohmeda] | Infinity Central Station
4.3 | Country of Origin | Germany | China | China | Germany | Finland/USA | Finland/USA/Mexico | Germany
4.4 | Lead time | 8-14 Weeks | 2-8 Weeks | 6-8 Weeks | 6-8 Weeks | 8 Weeks | 8 Weeks | 8-14 Weeks
4.5 | Standard Accessories & Consumables(Starter Pack)
4.5.1 | NIBP cuff with hose
4.5.2 | SpO2 finger probe with cable
4.5.3 | Reusable temperature sensor
4.5.4 | ECG cable, 3/5 lead
4.5.5 | Invasive blood pressure cable X2 with connection for tranceducers used by user
4.5.6 | UPS (uninterrupted power supply)
5 | Warranty (2-year): Year 1 and Year 2
6 | Warranty Entails: A 2-year warranty against poor workmanship and latent defects and parts. This must be all inclusive and include, BUT NOT LIMITED TO, amongst others, ALL PARTS (including Batteries), Labour, Traveling and Accommodation. The 2-year warranty must also include all quality check, quality assurance requirements, Preventative Maintenance/Calibrations, Software updates and upgrades to be included. This 2-year warranty will commence after formal Commissioning and handover of the equipment.
7 | Unit Price(Inclusive of VAT, Standard Accessories & Consumables, and 2-year Warranty) | 1510615.0352 | 1679637.32 | 1777145.88 | 2822591.3 | 3040081.07 | 3583647.49 | 3372536.3454
8 | Estimated Life-span | 10 - 12 Years | 10 Years | 10 Years | 7-10 Years | 7 Years + | 7 Years + | 10 - 12 Years
# | RT2-05-18
1 | Item Number: RT2-05-18
2 | Item Name: CENTRAL MONITORING STATION, ICU, 8 BED
3 | Item Description: A monitor-ready central station
4 | Suppliers' Name | Drager South Africa (Offer 2) | Drager South Africa (Offer 1) | Phillips South Africa
4.1 | Make/Brand | Drager | Drager | Phillips
4.2 | Model | Vista 120(Infinity) | Vista 120 | Intellivue PIIC-lx Rev C
4.3 | Country of Origin | Germany | Germany | Germany
4.4 | Lead time | 8-14 Weeks | 8-14 Weeks | 6-8 Weeks
5 | Warranty (2-year): Year 1 and Year 2
6 | Warranty Entails: A 2-year warranty against poor workmanship and latent defects and parts. This must be all inclusive and include, BUT NOT LIMITED TO, amongst others, ALL PARTS (including Batteries), Labour, Traveling and Accommodation. The 2-year warranty must also include all quality check, quality assurance requirements, Preventative Maintenance/Calibrations, Software updates and upgrades to be included. This 2-year warranty will commence after formal Commissioning and handover of the equipment.
7 | Unit Price(Inclusive of VAT, Standard Accessories & Consumables, and 2-year Warranty) | 157614.4618 | 297768.9389 | 467101.87
8 | Estimated Life-span | 10 - 12 Years | 10 - 12 Years | 7-10 Years
# | RT2-05-18a
1 | Item Number: RT2-05-18a
2 | Item Name: CENTRAL MONITORING STATION, ICU, 12 BED
3 | Item Description: A monitor-ready central station
4 | Suppliers' Name | Drager South Africa (Offer 1) | Drager South Africa (Offer 2) | Phillips South Africa
4.1 | Make/Brand | Drager | Drager | Phillips
4.2 | Model | Vista 120 | Vista 120(Infinity) | Intellivue PIIC-lx Rev C
4.3 | Country of Origin | Germany | Germany | Germany
4.4 | Lead time | 8-14 Weeks | 8-14 Weeks | 6-8 Weeks
5 | Warranty (2-year): Year 1 and Year 2
6 | Warranty Entails: A 2-year warranty against poor workmanship and latent defects and parts. This must be all inclusive and include, BUT NOT LIMITED TO, amongst others, ALL PARTS (including Batteries), Labour, Traveling and Accommodation. The 2-year warranty must also include all quality check, quality assurance requirements, Preventative Maintenance/Calibrations, Software updates and upgrades to be included. This 2-year warranty will commence after formal Commissioning and handover of the equipment.
| Unit Price(Inclusive of VAT, Standard Accessories & Consumables, and 2-year Warranty) | 391146.0157 | 181134.3185 | 573318.3
7 | Estimated Life-span | 10 - 12 Years | 10 - 12 Years | 10 - 12 Years
# | RT2-05-18b
1 | Item Number: RT2-05-18b
2 | Item Name: CENTRAL MONITORING STATION, ICU, 16 BED
3 | Item Description: A monitor-ready central station
4 | Suppliers' Name | Drager South Africa (Offer 2) | Drager South Africa (Offer 1) | Phillips South Africa
4.1 | Make/Brand | Drager | Drager | Phillips
4.2 | Model | Vista 120(Infinity) | Vista 120 | Intellivue PIIC-lx Rev C
4.3 | Country of Origin | Germany | Germany | Germany
4.4 | Lead time | 8-14 Weeks | 8-14 Weeks | 6-8 Weeks
5 | Warranty (2-year): Year 1 and Year 2
6 | Warranty Entails: A 2-year warranty against poor workmanship and latent defects and parts. This must be all inclusive and include, BUT NOT LIMITED TO, amongst others, ALL PARTS (including Batteries), Labour, Traveling and Accommodation. The 2-year warranty must also include all quality check, quality assurance requirements, Preventative Maintenance/Calibrations, Software updates and upgrades to be included. This 2-year warranty will commence after formal Commissioning and handover of the equipment.
7 | Unit Price(Inclusive of VAT, Standard Accessories & Consumables, and 2-year Warranty) | 205888.7738 | 485904.3867 | 810258.08
8 | Estimated Life-span | 10 - 12 Years | 10 - 12 Years | 7-10 Years
# | RT2-05-19
1 | Item Number: RT2-05-19
2 | Item Name: VITAL SIGNS MONITOR WITH OXIMETERY & TEMP
3 | Item Description: A device used to monitor body temperature, pulse rate, respiratory rate and blood pressure of a patient
4 | Suppliers' Name | Ecomed Medical (Offer 1) | Class Three Medical Solution (Offer 1) | Respiratory Care Africa (Offer 1) | Respiratory Care Africa (Offer 2) | Tecmed Pharma (Offer 2) | BEM Medical (Offer 1) | Medhold Medical (Offer 4) | Medhold Medical (Offer 5) | Medhold Medical (Offer 6) | Phillips South Africa | SSEM Mthembu Medical | Drager South Africa | East Coast Medial Northern Region (Offer 2) | East Coast Medial Northern RegioN (Offer 1)
4.1 | Make/Brand | BIOLIGHT | COMEN | Mindray | Mindray | COMEN | NOTHERN MEDITECH | GE | GE | GE | Phillips | Nihon Kohden | Drager | Edan | Edan
4.2 | Model | M1000 BLT | NC3 | VS900 - Mindray SPO2 | VS900 - Nelcor SPO2 | NC5 | AQUIRIUS (TAURUS E) | V100 Dinamap (with Nelcor, exergen temp) | V100 Dinamap (with Nelcor, exergen temp) | V100 Dinamap (with Masimo, exergen temp) | EarlyVue VS30 | SVM-7160K | Vista 120SC | M3A | iM3
4.3 | Country of Origin | China | China | China | China | China | China | USA | USA | USA | China | Japan | Germany | China | China
4.4 | Lead time | 6-8 Weeks | 2-8 Weeks | 6-9 Weeks | 6-9 Weeks | 6-8 Weeks | 3-6 Weeks | 8 Weeks | 8 Weeks | 8 Weeks | 6-8 Weeks | 6-8 Weeks | 8-14 Weeks | 7 Weeks | 7 Weeks
4.5 | Standard Accessories & Consumables(Starter Pack)
4.5.1 | Reusable latex-free paediatric cuff
4.5.2 | Reusable latex-free adult cuff
4.5.3 | Reusable latex-free neonate cuff
4.5.4 | Reusable latex-free obese cuff
4.5.5 | NIBP hose
4.5.6 | Finger sensor for paeds
4.5.7 | Finger sensor for adults
4.5.8 | Finger wrap-around probe for neonates
4.5.9 | Spo2 interface cable
4.5.10 | Two reusable temperature probes
5 | Warranty (2-year): Year 1 and Year 2
6 | Warranty Entails:A 2-year warranty against poor workmanship and latent defects and parts. This must be all inclusive and include, BUT NOT LIMITED TO, amongst others, ALL PARTS (including Batteries), Labour, Traveling and Accommodation. The 2-year warranty must also include all quality check, quality assurance requirements, Preventative Maintenance/Calibrations, Software updates and upgrades to be included. This 2-year warranty will commence after formal Commissioning and handover of the equipment.
7 | Unit Price(Inclusive of VAT, Standard Accessories & Consumables, and 2-year Warranty) | 17986.86 | 18975.31 | 24643 | 38050 | 31033.07 | 23673.95 | 33327.73 | 39451.77 | 43335.76 | 41471 | 54022.25 | 54749.0426 | 24256.76 | 28285.73
8 | Post Warranty 5 Year Comprehensive Maintenance
8.1 | Year 3 | 2169 | 1810 | 1536 | 1536 | 2857.38 | 5219 | 2065.46 | 2065.46 | 2065.46 | 3633 | 280.1 | 7297 | 1711.05 | 1833.25
8.2 | Year 4 | 2169 | 1991 | 5355 | 5355 | 2857.38 | 5632.2 | 2488.98 | 2488.98 | 2488.98 | 3814 | 9054.38 | 7734.82 | 1711.05 | 1833.25
8.3 | Year 5 | 2169 | 2289.65 | 1927 | 1927 | 2857.38 | 6082.78 | 2364.74 | 2364.74 | 2364.74 | 4005 | 280.1 | 8198.91 | 1711.05 | 1833.25
8.4 | Year 6 | 2169 | 2518.62 | 6374 | 6374 | 2857.38 | 6569.4 | 2849.63 | 2849.63 | 2849.63 | 4205 | 280.1 | 8690.85 | 1711.05 | 1833.25
8.5 | Year 7 | 2169 | 2896.41 | 2417 | 2417 | 2857.38 | 7094.95 | 2707.39 | 2707.39 | 2707.39 | 4416 | 9054.38 | 8901.01 | 1711.05 | 1833.25
| Total Maintenance Cost: | 10845 | 11505.68 | 17609 | 17609 | 14286.9 | 30598.33 | 12476.2 | 12476.2 | 12476.2 | 20073 | 18949.06 | 40822.59 | 8555.25 | 9166.25
Maintenance Entails: A Fully Comprehensive 5-year Preventative Maintenance/Service and Corrective Maintenance/Repair contract covering all equipment, hardware and software. This contract would cover, but not be limited to the following: ALL PARTS (including Batteries), labour, travelling, accommodation, service and repair. The 5-year Maintenance Plan must also include all quality check, quality assurance requirements, calibrations , Software updates and upgrades.This contract will commence after the 2-year warranty period has expired.
9 | Estimated Life-span | 10 Years | 10 Years + | 7-10 Years | 7-10 Years | 8-10 Years | 10 Years | 7 Years + | 7 Years + | 7 Years + | 7-10 Years | 8 Years | 10 - 12 Years | 10 Years + | 10 Years +
# | RT2-05-20
1 | Item Number: RT2-05-20
2 | Item Name: PULSE OXIMETER, TABLETOP
3 | Item Description: A device that measures the oxygen saturation of arterial blood by utilizing a sensor to determine the percentage of oxyhemoglobin in blood pulsating through a network of capillaries
4 | Suppliers' Name | SSEM-Mthembu Medical
4.2 | Make/Brand | Nihon Kohden
4.3 | Model | OLV-4201K
4.4 | Country of Origin | Japan
4.5 | Lead time | 6-8 Weeks
4.6 | Standard Accessories & Consumables(Starter Pack)
4.6.1 | Finger sensor for paeds
4.6.2 | Finger sensor for adults
4.6.3 | Finger wrap-around probe for neonates
4.6.4 | Spo2 interface cable
4.6.5 | Battery
5 | Warranty (2-year): Year 1 and Year 2
6 | Warranty Entails: A 2-year warranty against poor workmanship and latent defects and parts. This must be all inclusive and include, BUT NOT LIMITED TO, amongst others, ALL PARTS (including Batteries), Labour, Traveling and Accommodation. The 2-year warranty must also include all quality check, quality assurance requirements, Preventative Maintenance/Calibrations, Software updates and upgrades to be included. This 2-year warranty will commence after formal Commissioning and handover of the equipment.
7 | Unit Price(Inclusive of VAT, Standard Accessories & Consumables, and 2-year Warranty) | 45153.78
8 | Estimated Life-span | 8 Years
# | RT2-05-21
1 | Item Number: RT2-05-21
2 | Item Name: SUCTION UNIT, WALL-MOUNT
3 | Item Description: An appliance used to remove substance such as blood, saliva, mucus and vomit from person's airway
4 | Suppliers' Name | Gabler Medical Devices | Sanbonani Holdings
4.1 | Make/Brand | Gabler | Baojia
4.2 | Model | FSP855-201111 | SM Double Pipeline suction
4.3 | Country of Origin | South Africa | China
4.4 | Lead time | 6-8 Weeks | 4 Weeks
4.5 | Standard Accessories & Consumables(Starter Pack)
4.5.1 | Silicone tubes (soft) set 8 x 14 mm
4.5.2 | Tube connectors
4.5.3 | Probe connector
4.5.4 | Aspiration probe.
4.5.5 | Particle filter
4.5.6 | Suction tube with canula, reusable
4.5.7 | Vacuum probe
4.5.8 | Hose vacuum probe
4.5.9 | Suction Regulator
4.5.10 | Suction Gauge
4.5.11 | 2 liter canister x2
5 | Warranty (2-year): Year 1 and Year 2
6 | Warranty Entails: A 2-year warranty against poor workmanship and latent defects and parts. This must be all inclusive and include, BUT NOT LIMITED TO, amongst others, ALL PARTS, Labour, Traveling and Accommodation. The 2-year warranty must also include all quality check, quality assurance requirements, Preventative Maintenance/Calibrations, Software updates and upgrades to be included. This 2-year warranty will commence after formal Commissioning and handover of the equipment.
7 | Unit Price(Inclusive of VAT, Standard Accessories & Consumables, and 2-year Warranty) | 3170.87 | 1529.5
8 | Estimated Life-span | 7 Years | 12 Years
# | RT2-05-22
1 | Item Number: RT2-05-22
2 | Item Name: SUCTION MACHINE, MOBILE
3 | Item Description: An appliance used to remove substance such as blood, saliva, mucus and vomit from person's airway, encorporating a battery backup.
4 | Suppliers' Name | Class Three Medical Solution
4.1 | Make/Brand | CAMI
4.2 | Model | ASKIR C30BR
4.3 | Country of Origin | Italy
4.4 | Lead time | 2- 8 Weeks
4.5 | Standard Accessories & Consumables(Starter Pack)
4.5.1 | Silicone tubes (soft) set 8 x 14 mm
4.5.2 | Tube connectors
4.5.3 | Probe connector
4.5.4 | Aspiration probe.
4.5.5 | Particle filter
4.5.6 | Suction tube with canula, reusable
4.5.7 | Vacuum probe
4.5.8 | Hose vacuum probe
4.5.9 | Suction Regulator
4.5.10 | Suction Gauge
5 | Warranty (2-year): Year 1 and Year 2
6 | Warranty Entails: A 2-year warranty against poor workmanship and latent defects and parts. This must be all inclusive and include, BUT NOT LIMITED TO, amongst others, ALL PARTS, Labour, Traveling and Accommodation. The 2-year warranty must also include all quality check, quality assurance requirements, Preventative Maintenance/Calibrations, Software updates and upgrades to be included. This 2-year warranty will commence after formal Commissioning and handover of the equipment.
7 | Unit Price(Inclusive of VAT, Standard Accessories & Consumables, and 2-year Warranty) | 8405.52
8 | Estimated Life-span | 10 Years +
# | RT2-05-23
1 | Item Number: RT2-05-23
2 | Item Name: THEATER LIGHT, MOBILE
3 | Item Description: A mobile single head theatre light.
4 | Suppliers' Name | Ecomed Medical | Duromed | Class Three Medical Solution
4.1 | Make/Brand | KELING | SHANGHAI PAX MEDICAL INSTRUMENT | Heershi
4.2 | Model | KL-LED.MSTZ4 AC/DC | PANALEX MOBILE OPERATING LIGHT | LED215
4.3 | Country of Origin | China | China | China
4.4 | Lead time | 8 Weeks | 8 Weeks | 2-8 Weeks
4.5 | Standard Accessories & Consumables(Starter Pack)
4.5.1 | Light handle
5 | Warranty (2-year): Year 1 and Year 2
6 | Warranty Entails: A 2-year warranty against poor workmanship and latent defects and parts. This must be all inclusive and include, BUT NOT LIMITED TO, amongst others, ALL PARTS (including Batteries), Labour, Traveling and Accommodation. The 2-year warranty must also include all quality check, quality assurance requirements, Preventative Maintenance/Calibrations, Software updates and upgrades to be included. This 2-year warranty will commence after formal Commissioning and handover of the equipment.
7 | Unit Price(Inclusive of VAT, Standard Accessories & Consumables, and 2-year Warranty) | 105961.63 | 70621.39 | 79950.77
8 | Estimated Life-span | 10 Years | 15 Years | 10 Years +
# | RT2-05-25
1 | Item Number: RT2-05-25
2 | Item Name: FLUID WARMER, CABINET, 40-60L
3 | Item Description: Stationary cabinet used to store and warm fluids and blood (from 40 - 60 Litres)
4 | Suppliers' Name | Minus 40 | Gabler Medical Devices | Class Three Medical Solution
4.1 | Make/Brand | Minus 40 Warmer | Gabler | Class Three Medical Solution
4.2 | Model | MW60GHD (60L) | FFWS510-002014 (60L) | FLW100P (150L)
4.3 | Country of Origin | South Africa | South Africa | South Africa
4.4 | Lead time | 3-5 Weeks | 6 Weeks | 2-8 Weeks
5 | Warranty (2-year): Year 1 and Year 2
6 | Warranty Entails: A 2-year warranty against poor workmanship and latent defects and parts. This must be all inclusive and include, BUT NOT LIMITED TO, amongst others, ALL PARTS, Labour, Traveling and Accommodation. The 2-year warranty must also include all quality check, quality assurance requirements, Preventative Maintenance/Calibrations, Software updates and upgrades to be included. This 2-year warranty will commence after formal Commissioning and handover of the equipment.
7 | Unit Price(Inclusive of VAT, Standard Accessories & Consumables, and 2-year Warranty) | 50044 | 27827.02 | 55011.11
8 | Estimated Life-span | 10 Years + | 7 Years | 10 Years +
# | RT2-05-26
1 | Item Number: RT2-05-26
2 | Item Name: FLUID WARMER, CABINET, 80-150L
3 | Item Description: Stationary cabinet used to store and warm fluids and blood (from 80 - 150 Litres)
4 | Suppliers' Name | Minus 40 | Gabler Medical Devices | Class Three Medical Solution
4.1 | Make/Brand | Minus 40 Warmer | Gabler | Class Three Medical solution
4.2 | Model | MW130GHD (130L) | FFW530-002014 (150L) | FLW120P (300L)
4.3 | Country of Origin | South Africa | South Africa | South Africa
4.4 | Lead time | 3-5 Weeks | 6 Weeks | 2-8 Weeks
4.5 | Standard Accessories & Consumables(Starter Pack) N/A
5 | Warranty (2-year): Year 1 and Year 2
6 | Warranty Entails: A 2-year warranty against poor workmanship and latent defects and parts. This must be all inclusive and include, BUT NOT LIMITED TO, amongst others, ALL PARTS, Labour, Traveling and Accommodation. The 2-year warranty must also include all quality check, quality assurance requirements, Preventative Maintenance/Calibrations, Software updates and upgrades to be included. This 2-year warranty will commence after formal Commissioning and handover of the equipment.
7 | Unit Price(Inclusive of VAT, Standard Accessories & Consumables, and 2-year Warranty) | 53393 | 34546.64 | 64521.4
8 | Estimated Life-span | 10 Years + | 7 Years | 10 Years
# | RT2-05-27
1 | Item Number: RT2-05-27
2 | Item Name: FLUID WARMER, CABINET, 200-300L
3 | Item Description: Stationary cabinet used to store and warm fluids and blood (from 200 - 300 Litres)
4 | Suppliers' Name | Minus 40 | Class Three Medical Solution
4.1 | Make/Brand | Minus 40 Warmer | Class Three Medical Solution
4.2 | Model | MW230GHD (230L) | FLW150P (500L)
4.3 | Country of Origin | South Africa | South Africa
4.4 | Lead time | 3-5 Weeks | 2-8 Weeks
4.5 | Standard Accessories & Consumables(Starter Pack) N/A
5 | Warranty (2-year): Year 1 and Year 2
6 | Warranty Entails: A 2-year warranty against poor workmanship and latent defects and parts. This must be all inclusive and include, BUT NOT LIMITED TO, amongst others, ALL PARTS, Labour, Traveling and Accommodation. The 2-year warranty must also include all quality check, quality assurance requirements, Preventative Maintenance/Calibrations, Software updates and upgrades to be included. This 2-year warranty will commence after formal Commissioning and handover of the equipment.
7 | Unit Price(Inclusive of VAT, Standard Accessories & Consumables, and 2-year Warranty) | 58377 | 78677
8 | Estimated Life-span | 10 Years + | 10 Years +
# | RT2-05-28
1 | Item Number: RT2-05-28
2 | Item Name: FRIDGE, VACCINE, 100-150L
3 | Item Description: A vaccine fridge for vaccine storage and ice pack freezing area with a capacity from 100-150L
4 | Suppliers' Name | Minus 40
4.1 | Make/Brand | Minus 40 VACCINE FRIDGE
4.2 | Model | B130/40/220H (130L)
4.3 | Country of Origin | South Africa
4.4 | Lead time | 3-5 Weeks
4.5 | Standard Accessories & Consumables(Starter Pack) N/A
5 | Warranty (2-year): Year 1 and Year 2
6 | Warranty Entails: A 2-year warranty against poor workmanship and latent defects and parts. This must be all inclusive and include, BUT NOT LIMITED TO, amongst others, ALL PARTS, Labour, Traveling and Accommodation. The 2-year warranty must also include all quality check, quality assurance requirements, Preventative Maintenance/Calibrations, Software updates and upgrades to be included. This 2-year warranty will commence after formal Commissioning and handover of the equipment.
7 | Unit Price(Inclusive of VAT, Standard Accessories & Consumables, and 2-year Warranty) | 62417
8 | Estimated Life-span | 10 Years +
# | RT2-05-29
1 | Item Number: RT2-05-29
2 | Item Name: FRIDGE, VACCINE, 200-250L
3 | Item Description: A vaccine fridge for vaccine storage and ice pack freezing area with a capacity from 200-250L
4 | Suppliers' Name | Minus 40
4.1 | Make/Brand | Minus 40 VACCINE FRIDGE
4.2 | Model | B200/40/220H (200L)
4.3 | Country of Origin | South Africa
4.4 | Lead time | 3-5 Weeks
4.5 | Standard Accessories & Consumables(Starter Pack) N/A
5 | Warranty (2-year): Year 1 and Year 2
6 | Warranty Entails: A 2-year warranty against poor workmanship and latent defects and parts. This must be all inclusive and include, BUT NOT LIMITED TO, amongst others, ALL PARTS, Labour, Traveling and Accommodation. The 2-year warranty must also include all quality check, quality assurance requirements, Preventative Maintenance/Calibrations, Software updates and upgrades to be included. This 2-year warranty will commence after formal Commissioning and handover of the equipment.
7 | Unit Price(Inclusive of VAT, Standard Accessories & Consumables, and 2-year Warranty) | 66503
8 | Estimated Life-span | 10 Years +
# | RT2-05-30
1 | Item Number: RT2-05-30
2 | Item Name: FRIDGE, VACCINE, 300-350L
3 | Item Description: A vaccine fridge for vaccine storage and ice pack freezing area with a capacity from 300-350L
4 | Suppliers' Name | Minus 40
4.1 | Make/Brand | Minus 40 VACCINE FRIDGE
4.2 | Model | B300/40/220H (300L)
4.3 | Country of Origin | South Africa
4.4 | Lead time | 3-5 Weeks
4.5 | Standard Accessories & Consumables(Starter Pack) N/A
5 | Warranty (2-year): Year 1 and Year 2
6 | Warranty Entails: A 2-year warranty against poor workmanship and latent defects and parts. This must be all inclusive and include, BUT NOT LIMITED TO, amongst others, ALL PARTS, Labour, Traveling and Accommodation. The 2-year warranty must also include all quality check, quality assurance requirements, Preventative Maintenance/Calibrations, Software updates and upgrades to be included. This 2-year warranty will commence after formal Commissioning and handover of the equipment.
7 | Unit Price(Inclusive of VAT, Standard Accessories & Consumables, and 2-year Warranty) | 71496
8 | Estimated Life-span | 10 Years +
# | RT2-05-31
1 | Item Number: RT2-05-31
2 | Item Name: FRIDGE, MEDICINE, 200-270L
3 | Item Description: Single glass door fridge: To store Pharmaceutical stock correctly, especially in relation to those medicines which require storage at low temperatures.
4 | Suppliers' Name | Minus 40
4.1 | Make/Brand | Minus 40 Pharmacy Fridge
4.2 | Model | MED250GHD (250L)
4.3 | Country of Origin | South Africa
4.4 | Lead time | 3-5 Weeks
4.5 | Standard Accessories & Consumables(Starter Pack) N/A
5 | Warranty (2-year): Year 1 and Year 2
6 | Warranty Entails: A 2-year warranty against poor workmanship and latent defects and parts. This must be all inclusive and include, BUT NOT LIMITED TO, amongst others, ALL PARTS, Labour, Traveling and Accommodation. The 2-year warranty must also include all quality check, quality assurance requirements, Preventative Maintenance/Calibrations, Software updates and upgrades to be included. This 2-year warranty will commence after formal Commissioning and handover of the equipment.
7 | Unit Price(Inclusive of VAT, Standard Accessories & Consumables, and 2-year Warranty) | 49433
8 | Post Warranty 5 Year Comprehensive Maintenance
9 | Estimated Life-span | 10 Years +
# | RT2-05-32
1 | Item Number: RT2-05-32
2 | Item Name: FRIDGE, MEDICINE, 900-1100L
3 | Item Description: Double glass door fridge: To store Pharmaceutical stock correctly, especially in relation to those medicines which require storage at low temperatures.
4 | Suppliers' Name | Minus 40
4.1 | Make/Brand | Minus 40 Pharmacy Fridge
4.2 | Model | MED900GSD (900L)
4.3 | Country of Origin | South Africa
4.4 | Lead time | 3-5 Weeks
4.5 | Standard Accessories & Consumables(Starter Pack) N/A
5 | Warranty (2-year): Year 1 and Year 2
6 | Warranty Entails: A 2-year warranty against poor workmanship and latent defects and parts. This must be all inclusive and include, BUT NOT LIMITED TO, amongst others, ALL PARTS, Labour, Traveling and Accommodation. The 2-year warranty must also include all quality check, quality assurance requirements, Preventative Maintenance/Calibrations, Software updates and upgrades to be included. This 2-year warranty will commence after formal Commissioning and handover of the equipment.
7 | Unit Price(Inclusive of VAT, Standard Accessories & Consumables, and 2-year Warranty) | 61143
8 | Estimated Life-span | 10 Years +
# | RT2-05-33
1 | Item Number: RT2-05-33
2 | Item Name: ULTRASOUND, CARDIOLOGY
3 | Item Description: A Point-of-care Ultrasound machine for Adult and Paediatric Cardiac , including transoesofageal and transthoracic cardiac, as well as superficial vascular and nerve imaging
4 | Suppliers' Name | Siemens Healthcare | Phillips South Africa | Ecomed Medical
4.1 | Make/Brand | Siemens | Phillips | GE Vivid
4.2 | Model | Acuson CS2000 | EPIQ CVx | E90
4.3 | Country of Origin | USA | USA | USA
4.4 | Lead time | 8-10 Weeks | 6-8 Weeks | 6-8 Weeks
4.5 | Standard Accessories & Consumables(Starter Pack)
4.5.1 | 3 lead ECG cable
4.5.2 | Multi array cardiac transducer 1-5 MHz for Cardiac Echography as well as lung ultrasound
4.5.3 | 2 to 7 MHz Transoesophageal 3D echocardiography probe with live 3D software (adults)
4.5.4 | 5-12 MHz broadband phased array with small footprint for paediatric cardiac and general applications
4.5.5 | Ultrasound Gel
4.5.6 | Printer
4.5.7 | Printing paper (1 box)
5 | Warranty (2-year): Year 1 and Year 2
6 | Warranty Entails: A 2-year warranty against poor workmanship and latent defects and parts. This must be all inclusive and include, BUT NOT LIMITED TO, amongst others, ALL PARTS (including Batteries), Labour, Traveling and Accommodation. The 2-year warranty must also include all quality check, quality assurance requirements, Preventative Maintenance/Calibrations, Software updates and upgrades to be included. This 2-year warranty will commence after formal Commissioning and handover of the equipment.
7 | Unit Price(Inclusive of VAT, Standard Accessories & Consumables, and 2-year Warranty) | 1791792 | 1992984.5 | 2359710.64
8 | Post Warranty 5 Year Comprehensive Maintenance
8.1 | Year 3 | 82800 | 253119.6 | 63405.25
8.2 | Year 4 | 82800 | 263244.42 | 63405.25
8.3 | Year 5 | 82800 | 273774.15 | 63405.25
8.4 | Year 6 | 82800 | 284725.21 | 63405.25
8.5 | Year 7 | 82800 | 296114.05 | 63405.25
| Total Maintenance Cost: | 414000 | 1370977.43 | 317026.25
Maintenance Entails: A Fully Comprehensive 5-year Preventative Maintenance/Service and Corrective Maintenance/Repair contract covering all equipment, hardware and software. This contract would cover, but not be limited to the following: ALL PARTS (including Batteries), labour, travelling, accommodation, service and repair. The 5-year Maintenance Plan must also include all quality check, quality assurance requirements, calibrations , Software updates and upgrades.This contract will commence after the 2-year warranty period has expired.
9 | Estimated Life-span | 10 Years | 7-10 Years | 20 Years

## Cat 5 Replacement Accessories
RT2-2021 SUPPLY, DELIVERY, INSTALLATION, COMMISSIONING AND MAINTENANCE OF MEDICAL EQUIPMENT TO THE STATE FOR THE PERIOD 01 DECEMBER 2021 TO 30 NOVEMBER 2024
REPLACEMENT ACCESSORIES
CATEGORY 5: GENERAL MEDICAL EQUIPMENT
# | RT2-05-04
1 | Item Number: RT2-05-04
2 | Item Name: DEFIBRILLATOR, ECG&PACING
3 | Item Description: Defibrillator to reverse fibrillation to a normal rhythm with pacing capabilties and ECG monitoring
4 | Bidders' Name | Medhold Medical | Phillips South Africa | SSEM Mthembu Medical | Stat Tiakeni Medical
4.1 | Make/Brand | Bexen Cardio | Philips | Nihon Kohden | ZOLL
4.2 | Model | Reanibex 700 | Efficia DFM 100 | TEC-5631K | M2
4.3 | Country of Origin | Spain | China | Japan | US
4.4 | Lead time |  | 6-8 Weeks | 6-8 Weeks | 6-8 Weeks
4.5 | Replacement Accessories & Consumables List
RT2-05-04a | Reusable external adult/paediatric defibrillator paddles | 10567.25 | 11450.3 | 14397.02 | 15152.98
RT2-05-04b | 3-Lead ECG patient cable (x1) | 3761.22 | 1409.71 | 3795.58 | 2550.99
RT2-05-04c | ECG electrodes (x25) | 358.21 | TBU | 84.68 | (Pack of 100) R 1,857.25
RT2-05-04d | AED pads (x2 pairs) | 1432.85 | 4574.36 | 1483.33 | 1496.73
RT2-05-04e | Cable for AED pads (x1) | 4835.86 | 1970.71 | 7852.91 | TBU
RT2-05-04f | Pacing electrodes | 716.42 | 4574.36 | 741.67 | 1496.73
RT2-05-04g | Pacing cable | 4835.86 | 1970.71 | 7852.91 | TBU
RT2-05-04h | Electrode gel (x1: 250ml) | 71.64 | TBU | 50.86 | ( Pack of 2) R 1,016.03
RT2-05-04i | Printer paper (x 10 rolls) | 716.42 | TBU | 430.51 | (Pack of 20) R1,179.9
RT2-05-04j | Dedicated trolley | 6636.21 | 7245 | 6446.28 | 7565.75
RT2-05-04k | Internal paddles (Pair) | 28477.84 | 8861.04 | 33156.77 | TBU
# | RT2-05-05
1 | Item Number: RT2-05-05
2 | Item Name: DEFIBRILLATOR, ECG&SPO2
3 | Item Description: Defibrillator to reverse fibrillation to a normal rhythm with ECG and peripheral oxygen saturation monitoring
4 | Bidders' Name | Medhold Medical | Phillips South Africa | SSEM Mthembu Medical | Ecomed Medical | STAT TIAKEN MEDICAL
4.1 | Make/Brand | Bexen Cardio | Philips | Nihon Kohden | INSTRAMED | ZOLL
4.2 | Model | Reanibex 700 | Efficia DFM 100 | Tec-5621K | CARDIOMAX 8 | M2
4.3 | Country of Origin | Spain | China | Japan | Brazil | US
4.4 | Lead time | 8 Weeks | 8 Weeks | 4-6 Weeks | 8 weeks | 8 Weeks
4.5 | Replacement Accessories & Consumables List
RT2-05-05a | 3-Lead ECG patient cable (x1) | 3761.22 | 1409.71 | 3795.58 | 3890.36 | 2550.99
RT2-05-05b | ECG electrodes (25/Pack) | 358.21 | TBU | 84.68 | 150.35 | (Pack of 100) R 1,857.25
RT2-05-05c | AED pads (x2 pairs) | 1432.85 | 4574.36 | 1483.33 | 2866.58 | 1496.73
RT2-05-05d | Cable for AED pads (x1) | 4835.86 | 1970.71 | 7852.91 | 3412.18 | TBU
RT2-05-05e | Electrode gel (x1: 250ml) | 71.64 | 250.89 | 50.86 | 166.18 | ( Pack of 2) R 1,016.03
RT2-05-05f | Printer paper (x 10 rolls) | 716.42 | 310.75 | 430.51 | 2728.77 | (Pack of 20) R1,179.9
RT2-05-05g | SpO2 transducer | 9134.4 | 4344.21 | 1439.7 | 671.64 | 2381.65
RT2-05-05h | SpO2 cable | 7880.66 | 2028.26 | 2617.63 | 671.64 | 2280
RT2-05-05i | Dedicated trolley | 6636.21 | 7245 | 6446.28 | 2095.97 | 7565.57
RT2-05-05j | Internal paddles | TBU | 8861.04 | TBU | 6825.19 | TBU
RT2-05-05k | Reusabble external adult/paediatric defibrillator paddles | Not Offered | Not Offered | 14397.02 | 5273.2 | Not Offered
# | RT2-05-06
1 | Item Number: RT2-05-06
2 | Item Name: DEFIBRILLATOR, ECG,SPO2&NIBP
3 | Item Description: Defibrillator to reverse fibrillation to a normal rhythm with ECG, peripheral oxygen saturation and NIBP monitoring
4 | Bidders' Name | Medhold Medical | Phillips South Africa | SSEM Mthembu Medical | Stat Tiakeni Medical
4.1 | Make/Brand | Bexen Cardio | Philips | Nihon Kohden | ZOLL
4.2 | Model | Reanibex 700 | Efficia DFM 100 | Tec-5621K | R-SERIES
4.3 | Country of Origin | Spain | China | Japan | US
4.4 | Lead time | 8 Weeks | 6-8 Weeks | 6-8 Weeks | 8 weeks
4.5 | Replacement Accessories & Consumables List
RT2-05-06a | 3-Lead ECG patient cable (x1) | 3761.22 | 1409.71 | 3795.58 | 2550.99
RT2-05-06b | ECG electrodes (25/Pack) | 358.21 | TBU | 84.68 | TBU
RT2-05-06c | AED pads (x2 pairs - Paeds & Adults) | 1791.06 | 4574.36 | 1483.33 | 1496.73
RT2-05-06d | Cable for AED pads (x1) | 4835.86 | 1970.71 | 7852.91 | 12903
RT2-05-06e | Electrode gel (x1: 250ml) | 71.64 | 250.89 | 50.86 | TBU
RT2-05-06f | Printer paper (x 10 rolls) | 716.42 | 310.75 | 430.51 | (Pack of 10) R 1,343.78
RT2-05-06g | SpO2 sensor | 9134.4 | 4344.21 | 1439.7 | 6893.92
RT2-05-06h | SpO2 cable | 7880.66 | 2028.26 | 2617.63 | 6636.94
RT2-05-06i | BP hose | 2507.48 | 1165.17 | 1439.7 | 846.94
RT2-05-06j | BP cuff (Adult) | 1791.06 | 791.17 | 467.95 | (Pack of 2) R 1,562.28
RT2-05-06k | Dedicated trolley | 6636.21 | 7245 | 6446.28 | 7565.52
RT2-05-06l | Internal paddles | TBU | 8861.04 | 33156.77 | TBU
RT2-05-06m | Reusable external adult/paediatric defibrillator paddles | 10567.25 | 11450.3 | 14397.02 | 15152.98
# | RT2-05-07
1 | Item Number: RT2-05-07
2 | Item Name: ECG MACHINE, 12-LEAD
3 | Item Description:
4 | Bidders' Name | Medhold Medical | Ecomed Medical (Offer 1) | Ecomed Medical (Offer 2) | Respiratory Care Africa | Mbuso Medical Supplies | Class Three Medical Solution | East Coast Medial Northern Region
4.1 | Make/Brand | GE | BIOLIGHT | BIOLIGHT | Mindray | COMEN | ZONARE | EDAN
4.2 | Model | MAC 2000 | E65 | E70 | Beneheart R12 | CM1200B | iMac 120 | SE 1200 Express
4.3 | Country of Origin | Germany | China | China | China | China | China | China
4.4 | Lead time | 8 Weeks | 8 weeks | 8 weeks | 6-8 Weeks | 4-8Weeks | 2-8 Weeks | 7 Weeks
4.5 | Replacement Accessories & Consumables List
RT2-05-07a | ECG cable with adaptor clips | 6552.89 | 1023.78 | 731.98 | TBU | TBU | 3115.18 | 3154.14
RT2-05-07b | ECG electrodes (25/Pack) | 1809.53 | 102.87 | 102.87 | 202 | 84.5 | 131.7 | 174.29
RT2-05-07c | Dedicated trolley | 7146.68 | 2095.97 | 2095.97 | 5650 | 5111.1 | 3761.27 | 10485.82
RT2-05-07d | Battery | 4105.5 | 2341.34 | 2341.34 | 4723 | 2662.03 | 761.92 | 2419.8
# | RT2-05-09
1 | Item Number: RT2-05-09
2 | Item Name: EXAMINATION LIGHT, LED, MOBILE
3 | Item Description:
4 | Bidders' Name | Delta Surgical | Integrated Medical Systems | Ecomed Medical | Class Three Medical Solution
4.1 | Make/Brand | Dr Mach | Derungs Medical Lighting | KELING | HEFEI HEALTH SCIENCE
4.2 | Model | Mach LED 120 Mobile | Triango 30 Mobile | KL01L.IILED MOBILE | LED 260B
4.3 | Country of Origin | Germany | Switzerland | China | China
4.4 | Lead time | 8-12 weeks | 1-7 days | 8 weeks | 2-8 weeks
4.5 | Replacement Accessories & Consumables List
RT2-05-09a | LED replacement | 6038.14 | 6048.54 | 93.71 | 3861.23
# | RT2-05-10
1 | Item Number: RT2-05-10
2 | Item Name: EXAMINATION LIGHT, LED, MOBILE WITH BATTERY
3 | Item Description: A mobile LED examination light with battery power backup
4 | Bidders' Name | Integrated Medical Systems | Medhold Medical | Respiratory Care Africa
4.1 | Make/Brand | Derungs Medical Lighting | Getinge | Mindray
4.2 | Model | Triango 30 Mobile + Battery | Maquet Lucea 50 | HyLED 200
4.3 | Country of Origin | Switzerland | France | China
4.4 | Lead time | 1-7 days | 7-14 days | 7-14 days
4.5 | Replacement Accessories & Consumables List
RT2-05-10a | LED replacement | 6048.54 | 422.8 | 1446
RT2-05-10b | Battery | 3130 | 1250 | 9200
# | RT2-05-11
1 | Item Number: RT2-05-11
2 | Item Name: EXAMINATION LIGHT, LED, WALL-MOUNT
3 | Item Description: A wall mounted LED examination light
4 | Bidders' Name | Delta Surgical | Integrated Medical Systems | Medhold Medical Offer 2 | SAFMED
4.1 | Make/Brand | Dr Mach | Derungs Medical Lighting | Getinge | STERIS
4.2 | Model | Mach LED 120 Mobile | Triango 30 | Maquet Lucea 50 | HEXALUX WALL MOUNT
4.3 | Country of Origin | Germany | Switzerland | France | France
4.4 | Lead time | 8-12 weeks | 1-7 days | 7-14 days
4.5 | Replacement Accessories & Consumables List
RT2-05-11a | LED replacement | 6038.14 | 6048.54 | 422.8 | Not Offered
# | RT2-05-14
1 | Item Number: RT2-05-14
2 | Item Name: MONITOR, BASIC
3 | Item Description: Basic physiologic monitor
4 | Bidders' Name | Phillips South Africa | Evotec Electronics | Ecomed Medical (Offer 1) | Ecomed Medical (Offer 2) | Class Three Medical Solution (Offer 4) | Drager Medical (Offer 1) | Respiratory Care Africa (Offer 1) | Medhold Medical (Offer 6) | Medhold Medical (Offer 6) | East Coast Medial Northern Region(Offer 1)
4.1 | Make/Brand | Philips | HWATIME | BIOLIGHT | BIOLIGHT | COMEN | DRAGER | Mindray | GE Healthcare | GE Healthcare | Edan
4.2 | Model | Efficia CM 150 | H9 | M9500 BLT | M9500 NELLCOR | C86 | Vista 120 | UMEC 15 | B650 Patient Monitor with Nellcor or Masimo SPO2 | B650 Patient Monitor with Masimo SPO2 | iM80
4.3 | Country of Origin | China | China | China | China | China | Germany | China | Finland | Finland | China
4.4 | Lead time | 3 days | 3- weeks | 8 weeks | 8 weeks | 60 dyas | 7 days | 6-9 weeks | 8 Weeks | 9 Weeks | 7 weeks
4.5 | Replacement Accessories & Consumables List
RT2-05-14a | Paediatric 3/5 lead ECG cables | 2589.26 | 695.75 | 853.64 | 853.64 | 836.54 | 1214.23 | 926.91 | 1054.67 | 1054.67 | 1693.97
RT2-05-14b | Adult 3/5 lead ECG cables | 3998.97 | 695.75 | 853.64 | 853.64 | 836.54 | 1214.23 | 776 | 1130.01 | 1130.01 | 1693.97
RT2-05-14c | ECG interface cable | 1812.48 | 695.75 | 682.52 | 682.52 | 725.25 | 887.31 | 698.98 | 2260.01 | 2260.01 | 1693.97
RT2-05-14d | Reusable latex-free paediatric cuff | 604.16 | 97.75 | 263.68 | 263.68 | 99.11 | 592.43 | 320 | 301.33 | 301.33 | 244.42
RT2-05-14e | Reusable latex-free adult cuff | 719.24 | 97.75 | 263.68 | 263.68 | 128.75 | 683.17 | 320 | 357.83 | 357.83 | 244.42
RT2-05-14f | Reusable latex-free neonate cuff | 517.86 | 97.75 | 263.68 | 263.68 | 99.11 | 5209.18 | 320 | 263.67 | 263.67 | 244.42
RT2-05-14g | Reusable latex-free obese cuff | 920.63 | 161 | 263.68 | 263.68 | 182.58 | 731.2 | 320 | 508.5 | 508.5 | 244.42
RT2-05-14h | NIBP hose | 1165.17 | 368 | 538.1 | 538.1 | 678.69 | 1222.24 | 776 | 1167.67 | 1167.67 | 699.27
RT2-05-14i | Finger sensor for paeds | 4344.21 | 736 | 546.02 | 1018.83 | 975.2 | 1707.93 | 1248 | 3279.84 | 3279.84 | 1462.64
RT2-05-14j | Finger sensor for adults | 4862.07 | 736 | 546.02 | 958.49 | 1056.25 | 2001.48 | 5735 | 2593.18 | 2593.18 | 1693.97
RT2-05-14k | Finger wrap-around probe for neonates | 4703.83 | 736 | 682.52 | 958.49 | 1347.25 | 8881.24 | 1248.13 | 3279.84 | 3279.84 | 1693.97
RT2-05-14l | Spo2 interface cable | 2013.87 | 736 | 614.27 | 2047.56 | 757.25 | 1344.99 | 506 | 2015.18 | 2015.18 | 1279.51
RT2-05-14m | Two reusable temperature probes | 2733.12 | 368 | 1264.38 | 1264.38 | 987.36 | 1702.59 | 945 | 4030.35 | 4030.35 | 2634.47
RT2-05-14n | Monitor Front bezel | 5703.45 | 1932 | 59.35 | 59.35 | 3150 | 43454.51 | 16192 | 15473.61 | 15473.61 | 699.27
RT2-05-14o | Battery | 4123.64 | 1380 | 1902.15 | 1902.15 | 650.25 | 4846.26 | 2496.26 | 14309.91 | 14309.91 | 2102.05
RT2-05-14p | NIBP pump module | 5703.45 | 3220 | 3803.31 | 3803.31 | 5520.65 | 4453.23 | 2024 | 22668.35 | 22668.35 | 1048.9
RT2-05-14q | Wall bracket, height adjustable on which the monitor can be mounted. | 5443.53 | 3220 | 2574.78 | 2574.78 | 4665.77 | 16740.06 | 5633.46 | 6922.08 | 6922.08 | 4839.61
RT2-05-14r | Roll stand | 7245 | 4140 | 1838.85 | 1838.85 | 3580 | 6995.17 | 2867.3 | 7590 | 7590 | 4033.01
# | RT2-05-15
1 | Item Number: RT2-05-15
2 | Item Name: MONITOR, ICU
3 | Item Description: A physiological monitor for use in intensive care settings
4 | Bidders' Name | Ecomed Medical (Offer 1) | Ecomed Medical (Offer 2) | Class Three Medical Solution (Offer 2) | East Coast Medial Northern (Offer 1)
4.1 | Make/Brand | BIOLIGHT | BIOLIGHT | COMEN | Edan
4.2 | Model | A8 BLT | A8 NELLCOR | C90 | V8 with iM20 module
4.3 | Country of Origin | China | China | China | China
4.4 | Lead time | 8 weeks | 8 weeks | 2-8 weeks | 7 weeks
4.5 | Replacement Accessories & Consumables List
RT2-05-15a | Paediatric 3/5 lead ECG cables | 853.64 | 853.64 | 878.84 | 1693.97
RT2-05-15b | Adult 3/5 lead ECG cables | 853.64 | 853.64 | 878.84 | 1693.97
RT2-05-15c | ECG interface cable | 682.52 | 682.52 | 761.92 | 1693.97
RT2-05-15d | Reusable latex-free paediatric cuff | 143.43 | 143.43 | 104.12 | 244.42
RT2-05-15e | Reusable latex-free adult cuff | 180.03 | 180.03 | 135.26 | 244.42
RT2-05-15f | Reusable latex-free neonate cuff | 263.68 | 263.68 | 104.12 | 244.42
RT2-05-15g | Reusable latex-free obese cuff | 263.68 | 263.68 | 191.81 | 244.42
RT2-05-15h | NIBP hose | 538.1 | 538.1 | 713.01 | 699.27
RT2-05-15i | Finger sensor for paeds | 546.02 | 1018.83 | 1024.51 | 1462.3
RT2-05-15j | Finger sensor for adults | 546.02 | 1018.83 | 1109.66 | 1690.78
RT2-05-15k | Finger wrap-around probe for neonates | 682.52 | 958.49 | 1415.37 | 1690.78
RT2-05-15l | Spo2 interface cable | 2047.56 | 2155.32 | 795.54 | 1279.51
RT2-05-15m | Two reusable temperature probes | 1264.38 | 1264.38 | 1037.28 | 2634.47
RT2-05-15n | Monitor Front bezel | 59.35 | 59.35 | 3309.27 | 699.27
RT2-05-15o | Battery | 2341.34 | 2341.34 | 683.13 | 2096.74
RT2-05-15p | NIBP pump module | 4388.9 | 4388.9 | 5799.78 | 1048.9
RT2-05-15q | Wall bracket, height adjustable on which the monitor can be mounted. | 2574.78 | 2574.78 | 4901.68 | 4839.61
RT2-05-15r | Roll stand | 1838.85 | 1838.85 | 3761.01 | 4033.01
RT2-05-15s | EEG (UPGRADE) | 32329.87 | 32329.87 | 82051.29 | 141558.5
RT2-05-15t | Intra-cranial pressure (UPGRADE) | 5850.87 | 5850.87 | Not offered | 12099.02
RT2-05-15u | Cardiac output (UPGRADE) | 19014.6 | 19014.6 | 36923.31 | 29441.47
RT2-05-15v | CO2/EtCO2 (UPGRADE) | 15356.69 | 15356.69 | 24615.27 | 16132.02
RT2-05-15w | Built-in Printer (UPGRADE) | 2341.34 | 2341.34 | 2051.07 | 6050.04
RT2-05-15x | Apnea monitor for neonatal use (UPGRADE) | included | included | 16410.04 | 16132.02
# | RT2-05-16
1 | Item Number: RT2-05-16
2 | Item Name: MONITOR, ICU WITH TRANSPORT MODULE
3 | Item Description: A physiological monitor for use in intensive care settings with detachable module for transportation without losing trends
4 | Bidders' Name | Phillips South Africa | SSEM-Mthembu Medical (Offer 2) | Class Three Medical Solution | Drager South Africa | East Coast Medial Northern Region (Offer 1)
4.1 | Make/Brand | Philips | Nihon Kohden | COMEN | Drager | Edan
4.2 | Model | Intellivue MX750 | CSM-1702K | C90 | IACS | V8 with XM module
4.3 | Country of Origin | Germany | Japan | China | Germany | China
4.4 | Lead time | 6-8Weeks | 6-8 Weeks | 2-8 Weeks | 6-8 weeks | 7 Weeks
4.5 | Replacement Accessories & Consumables List
RT2-05-16a | Paediatric 3/5 lead ECG cables | 2589.26 | 1614.21 | 878.84 | 1493.5086 | 1693.97
RT2-05-16b | Adult 3/5 lead ECG cables | 3998.97 | 1614.21 | 878.84 | 1493.5086 | 1693.97
RT2-05-16c | ECG interface cable | 1812.48 | 2181.37 | 761.92 | 1669.2119 | 1693.97
RT2-05-16d | Reusable latex-free paediatric cuff | 604.16 | 467.95 | 104.12 | 353.6088 | 244.42
RT2-05-16e | Reusable latex-free adult cuff | 719.24 | 467.95 | 135.26 | 466.2435 | 244.42
RT2-05-16f | Reusable latex-free neonate cuff | 517.86 | 3054.03 | 104.12 | 353.6088 | 244.42
RT2-05-16g | Reusable latex-free obese cuff | 920.63 | 584.94 | 191.81 | 584.1131 | 244.42
RT2-05-16h | NIBP hose | 1165.17 | 1439.7 | 713.01 | 919.3848 | 699.27
RT2-05-16i | Finger sensor for paeds | 4344.21 | 3926.46 | 1024.51 | 4815.6773 | 1462.3
RT2-05-16j | Finger sensor for adults | 4862.07 | 4114.6 | 1109.66 | 4148.6372 | 1690.78
RT2-05-16k | Finger wrap-around probe for neonates | 4703.83 | 5671.55 | 1415.37 | 10086.3777 | 1690.78
RT2-05-16l | Spo2 interface cable | 2013.87 | 2617.63 | 795.54 | 5840.6303 | 1279.51
RT2-05-16m | Two reusable temperature probes | 2733.12 | 1208.15 | 1037.28 | 4987.2168 | 2634.47
RT2-05-16n | Monitor Front bezel | 24265.56 | TBU | 3309.27 | 31846.7193 | 699.27
RT2-05-16o | Battery | 4123.64 | 8725.47 | 683.13 | 5363.3365 | 2096.74
RT2-05-16p | NIBP pump module | 18043.63 | 1244.72 | 5799.78 | 13390.81 | 1048.9
RT2-05-16q | Wall bracket, height adjustable on which the monitor can be mounted. | 5443.53 | 10067.84 | 4901.68 | 17865.8507 | 4839.61
RT2-05-16r | Roll stand | 7245 | 25958.26 | 3761.01 | 20689.8162 | 4033.01
RT2-05-16s | EEG (UPGRADE) | 88752.89 | 142560.68 | 82051.29 | Not Offered | 141558.5
RT2-05-16t | Intra-cranial pressure (UPGRADE) | 27546.44 | Not Offered | Not Offered | 8806.5078 | 12099.02
RT2-05-16u | Cardiac output (UPGRADE) | 37366.44 | 55373.14 | 36923.31 | 11474.4083 | 29441.47
RT2-05-16v | CO2/EtCO2 (UPGRADE) | 47878.37 | 62219.28 | 24615.27 | 30129.6929 | 16132.02
RT2-05-16w | Built-in Printer (UPGRADE) | 27716.53 | 17232.79 | 2051.07 | 6831.3514 | 6050.04
RT2-05-16x | Apnea monitor for neonatal use (UPGRADE) | 7661.9 | Not Offered | 16410.04 | Standard | 16132.02
# | RT2-05-19
1 | Item Number: RT2-05-19
2 | Item Name: VITAL SIGNS MONITOR WITH OXIMETERY & TEMP
3 | Item Description: A device used to monitor body temperature, pulse rate, respiratory rate and blood pressure of a patient
4 | Bidders' Name | Medhold Medical (Offer 4) | Medhold Medical (Offer 5) | Medhold Medical (Offer 6) | Philips | SSEM-Mthembu Medical | BEM Medical | Ecomed Medical | Respiratory Care Africa (Offer 1) | Respiratory Care Africa (Offer 2) | Class Three MedicalSolutions Option 1 | Drager Medical | Tecmed Pharma (Offer 2) | Tecmed Pharma (Offer 3) | East Coast Medial Northern Region (Offer 1) | East Coast Medial Northern Region (Offer 2)
4.1 | Make/Brand | GE | GE | GE | Philips | Nihon Kohden | NOTHERN MEDITECH | BIOLIGHT | Mindray | Mindray | COMEN | Drager | COMEN | Schiller | Edan | Edan
4.2 | Model | V100 Dinamap (with Trusignal ohmeda, exergen temp) | V100 Dinamap (with Nelcor, exergen temp) | V100 Dinamap (with Masimo, exergen temp) | EarlyVue VS30 | SVM-7160K | AQUIRIUS (TAURUS E) | M1000 BLT | VS900 | VS900 | NC3 | Vista 120SC | NC5 | Truscope Vital Signs (Nelcor SPO2 Technology) | iM3 | M3A
4.3 | Country of Origin | US | US | US | Germany | Japan | China | China | China | China | China | Germany | China | Switzerland | China | China
4.4 | Lead time | 8 Weeks | 8 Weeks | 8Weeks | 3 Days | 6-8 Weeks | 3-6 Weeks | 6-8 Weeks | 6-8 Weeks |  | 60 Days | 7 days | 4-6 Weks | 4-6 Weks | 1 Week | 1 Week
4.5 | Replacement Accessories & Consumables List
RT2-05-19a | Reusable latex-free paediatric cuff | 334.82 | 334.82 | 334.82 | 604.16 | 959.8 | R 582.91 | 263.68 | 320 | 288.71 | 104.12 | 332.0165 | 138.17 | 138.17 | 230 | 244.42
RT2-05-19b | Reusable latex-free adult cuff | 397.59 | 397.59 | 397.59 | 719.24 | 959.8 | R 582.91 | 263.68 | 320 | 152 | 135.26 | 174.8 | 138.17 | 138.17 | 230 | 244.42
RT2-05-19c | Reusable latex-free neonate cuff | 292.96 | 292.96 | 292.96 | 517.86 | 3053.91 | R 582.91 | 263.68 | 320 | 288.71 | 104.12 | 332.0165 | 138.17 | 138.17 | 230 | 244.42
RT2-05-19d | Reusable latex-free obese cuff | 565 | 565 | 565 | 920.63 | 1156.12 | R 582.91 | 263.68 | 320 | 305 | 191.81 | 350.75 | 138.17 | 138.17 | 230 | 244.42
RT2-05-19e | NIBP hose | 1255.56 | 1255.56 | 1255.56 | 1165.17 | 1439.7 | R 485.76 | 538.1 | 472 | 423 | 713.01 | 486.45 | 165.81 | 165.81 | 658 | 699.27
RT2-05-19f | Finger sensor for paeds | 1150.93 | 3644.27 | 5150.36 | 4344.1 | 3926.46 | R 1 068.67 | 546.02 | 1248 | 5735 | 1024.51 | 6595.25 | 588.63 | 588.63 | 1376 | 1462.3
RT2-05-19g | Finger sensor for adults | 2301.86 | 2804.11 | 4945 | 4862.07 | 1439.7 | R 1 068.67 | 546.02 | 1248 | 5566 | 1109.66 | 6400.9 | 588.63 | 588.63 | 1591 | 1690.78
RT2-05-19h | Finger wrap-around probe for neonates | 2260.01 | 3644.27 | 5975.07 | 4703.83 | 5671.55 | R 971.52 | 546.02 | 1248 | 5903 | 1415.37 | 6788.45 | 552.69 | 552.69 | 1591 | 1690.78
RT2-05-19i | Spo2 interface cable | 1464.82 | 2239.08 | 2831.09 | 2013.87 | 2617.63 | R 967.47 | 614.27 | 1096 | 1096 | 795.54 | 1260.4 | 690.86 | 690.86 | 1204 | 1279.51
RT2-05-19j | Two reusable temperature probes | 15042.91 | 15042.91 | 15042.91 | 2733.12 | 3775.44 | R 1 160.96 | 5118.9 | 949 | 1083 | 1037.82 | 1245.45 | 5526.9 | 5526.9 | 2479 | 2634.47
RT2-05-19k | Front bezel | 7134.48 | 7134.48 | 7134.48 | 5703.45 | 790.99 | R 1 001.88 | 34.61 | 2430 | 2430 | 3423.41 | 2794.5 | 789.56 | 789.56 | 657 | 698.2
RT2-05-19l | Back cover | 1836.33 | 1836.33 | 1836.33 | 11703.45 | 1318.21 | R 1 001.88 | 341.26 | 1250 | 1250 | 5869.75 | 1437.5 | 3158.23 | 3158.23 | 1973 | 2096.74
RT2-05-19m | Battery | 303.13 | 306.13 | 306.13 | 4123.64 | 9061.06 | R 4 837.36 | 2730.08 | 2496 | 2496 | 577.81 | 2870.4 | 1579.11 | 1579.11 | 1973 | 2096.74
RT2-05-19n | NIBP pump/module | 5701.88 | 5701.88 | 5701.88 | 5703.45 | 2214.93 | R 4 353.62 | 2730.08 | 405 | 405 | 4333.95 | 465.75 | Not Offered | Not Offered | 987 | 1048.9
# | RT2-05-20
1 | Item Number: RT2-05-20
2 | Item Name: PULSE OXIMETER, TABLETOP
3 | Item Description: A device that measures the oxygen saturation of arterial blood by utilizing a sensor to determine the percentage of oxyhemoglobin in blood pulsating through a network of capillaries
4 | Bidders' Name | SSEM Mthembu Medical
4.1 | Make/Brand | Nihon Kohden
4.2 | Model | OLV-4201K
4.3 | Country of Origin | Japan
4.4 | Lead time | 6-8 weeks
4.5 | Replacement Accessories & Consumables List
RT2-05-20a | Finger sensor for paeds | 3926.46
RT2-05-20b | Finger sensor for adults | 1439.7
RT2-05-20c | Finger wrap-around probe for neonates | 5671.55
RT2-05-20d | Spo2 interface cable | 2617.63
RT2-05-20e | Battery | 8289.19
RT2-05-20f | Front bezel | 1176.26
RT2-05-20g | Roll stand | 6848.87
# | RT2-05-21
1 | Item Number: RT2-05-21
2 | Item Name: SUCTION UNIT, WALL-MOUNT
3 | Item Description: An appliance used to remove substance such as blood, saliva, mucus and vomit from person's airway
4 | Bidders' Name | Gabler Medical Devices | Sanbonani Holdings
4.1 | Make/Brand | Gabler | Baojia
4.2 | Model | FSP855-201111 | SM Double Pipeline suction
4.3 | Country of Origin | South Africa | China
4.4 | Lead time | 3 days | 4 Weeks
4.5 | Replacement Accessories & Consumables List
RT2-05-21a | Silicone tubes (soft) set 8 x 14 mm | 176.91 | Not Offered
RT2-05-21b | Tube connectors | Not Offered | Not Offered
RT2-05-21c | Probe connector | Not Offered | Not Offered
RT2-05-21d | Aspiration probe. | 22.51 | Not Offered
RT2-05-21e | Particle filter | 931.05 | 43.13
RT2-05-21f | Suction tube with canula, reusable | Not Offered | 72.45
RT2-05-21g | Vacuum probe | 282.87 | 60.38
RT2-05-21h | Hose vacuum probe | 84.35 | 69
RT2-05-21i | Suction Regulator | 2205.28 | 776.25
RT2-05-21j | Suction Gauge | 426.39 | 258.75
RT2-05-21k | 3 liter canister | 363.67 | 224.25
RT2-05-21l | Mobile stand (with double canister slots) | 2010.55 | 2070
RT2-05-21m | 2L Receptacle liner with shut off | 92.44 | (50 in box) R2 576,00
RT2-05-21n | 2L Receptacle liner without shut off | 37.81 | (50 in box) R2 484,00
RT2-05-21o | 2LReceptacle Canister | 327.25 | (10 in Box) R3 312,00
RT2-05-21p | 3L Receptal liner with shut off | 92.44 | Not Offered
RT2-05-21q | 3L Receptal liner without shut off | 87.5 | Not Offered
RT2-05-21r | 3L Canister holder | 210.8 | Not Offered
# | RT2-05-22
1 | Item Number: RT2-05-22
2 | Item Name: SUCTION MACHINE, MOBILE
3 | Item Description: An appliance used to remove substance such as blood, saliva, mucus and vomit from person's airway, encorporating a battery backup.
4 | Bidders' Name | CLASS THREE MEDICAL
4.1 | Make/Brand | CAMI
4.2 | Model | ASKIR C30BR
4.3 | Country of Origin | Italy
4.4 | Lead time | 8 weeks
4.5 | Replacement Accessories & Consumables List
RT2-05-22a | Silicone tubes (soft) set 8 x 14 mm | 995.67
RT2-05-22b | Tube connectors | 197.77
RT2-05-22c | Probe connector | 0
RT2-05-22d | Aspiration probe. | 0
RT2-05-22e | Particle filter | 163.52
RT2-05-22f | Suction tube with canula, reusable | 995.67
RT2-05-22g | Suction Regulator | 1391.09
RT2-05-22h | Suction Gauge | 1943.54
RT2-05-22i | Battery | 757.72
RT2-05-22j | Receptal Canister | 190.41
RT2-05-22k | Receptal Liner with shut off | 64.51
# | RT2-05-23
1 | Item Number: RT2-05-23
2 | Item Name: THEATER LIGHT, MOBILE
3 | Item Description: A mobile single head theatre light.
4 | Bidders' Name | Ecomed Medical | Duromed | Class Three Medical Solution | Drager South Africa (Offer 2)
4.1 | Make/Brand | KELING | SHANGHAI PAX MEDICAL INSTRUMENT | Heershi | Draeger
4.2 | Model | KL-LED.MSTZ4 AC/DC | PANALEX MOBILE OPERATING LIGHT | LED215 | Polaris 200
4.3 | Country of Origin | China | China | China | Germany
4.4 | Lead time | 8 weeks | 7 days | 2-8 weeks | 8-12 Weeks
4.5 | Replacement Accessories & Consumables List
RT2-05-23a | Light handle | 425.08 | 1448.64 | 1313.58 | 1177.2223
RT2-05-23b | Battery | 1447.3 | 6036.02 | 998.3 | 8631.9
RT2-05-23c | LED replacement | 130.15 | 217.3 | 6177.98 | 3610.9617
# | RT2-05-33
1 | Item Number: RT2-05-33
2 | Item Name: ULTRASOUND, CARDIOLOGY
3 | Item Description: A Point-of-care Ultrasound machine for Adult and Paediatric Cardiac , including transoesofageal and transthoracic cardiac, as well as superficial vascular and nerve imaging
4 | Bidders' Name | Siemens Healthcare | Philips | Ecomed Medical
4.1 | Make/Brand | Siemens | Philips | GE Vivid
4.2 | Model | Acuson CS2000 | EPIQ CVx | E90
4.3 | Country of Origin | USA | USA | USA
4.4 | Lead time | 8-10 WEEKS | 6-8 WEEKS | 6-8 WEEKS
4.5 | Replacement Accessories & Consumables List
RT2-05-33a | Uninterrupted Power Supply (UPS) | 8403 | 7475 | 6047.4
RT2-05-33b | Hockey stick-like broadband linear array transducer 7-15 MHz | 9L4; 4 - 9MHz R112.821 | L15-7io; 7 - 15MHz R88 573.00 | L8-18i-D; 5 - 18MHz R134 376,67
RT2-05-33c | 3 to 7 MHz paediatric transoesophagial (TEE) probe | V7M; 4 - 8MHz R295 998.00 | S7-3t; 3 -7MHz R247 997.50 | 9T-RS; 3 - 10MHz R335 939,07
RT2-05-33d | 3 lead ECG cable | 2092 | 4025 | 5789.55
RT2-05-33e | Multi array cardiac transducer 1-5 MHz for Cardiac Echography as well as lung ultrasound | 4V1c; 1.25 - 4.5MHz R112 821.00 | S5-1; 1 - 5MHz R89 825.69 | M5Sc-D; 1.4 - 4.6MHz R248 595,33
RT2-05-33f | 2 to 7 MHz Transoesophageal 3D echocardiography probe with live 3D software (adults) | Z6Ms; 3 - 6.3MHz R464 170.00 | X7-2t; 2 - 7MHz R269 479.50 | 6VT-D; 3 - 8MHz (with 4D software) R470 313,66
RT2-05-33g | 5-12 MHz broadband phased array with small footprint for paediatric cardiac and general applications | 10V4; 4 - 10MHz R112 821.00 | S9-2; 2 - 9MHz R121 267.50 | 6S-D; 2.5 - 8MHz R201 564,49
RT2-05-33h | Printing paper | 6882 | 4030.75 | 218.6
RT2-05-33i | Ultrasound Gel | TBU | Not Offered | 381.82

## Category 6 General Surgery
RT2-2021 SUPPLY, DELIVERY, INSTALLATION, COMMISSIONING AND MAINTENANCE OF MEDICAL EQUIPMENT TO THE STATE FOR THE PERIOD 01 DECEMBER 2021 TO 30 NOVEMBER 2024
RT2-2021 CONTRACT PRICING WITH REPLACEMENT ACCESSORIES
CATEGORY 6: GENERAL SURGERY EQUIPMENT
# | RT2-06-01
1 | Item Number: RT2-06-01
2 | Item Name: DOPPLER, VASCULAR
3 | Item Description: A handheld, battery operated vascular doppler for detection of bloodstream status of arteries/veins.
4 | Bidders' Name | Ecomed Medical
4.1 | Make/Brand | Bestman
4.2 | Model | BF-560
4.3 | Country of Origin | China
4.4 | Lead time | 8 Weeks
4.5 | Standard Accessories & Consumables(Starter Pack)
4.5.1 | Vascular probe
4.5.2 | Rechargeble Battery
4.5.3 | Power adapter
5 | Warranty (2-year): Year 1 and Year 2
6 | Warranty Entails: A 2-year warranty against poor workmanship and latent defects and parts. This must be all inclusive and include, BUT NOT LIMITED TO, amongst others, ALL PARTS (including Batteries), Labour, Traveling and Accommodation. The 2-year warranty must also include all quality check, quality assurance requirements, Preventative Maintenance/Calibrations, Software updates and upgrades to be included. This 2-year warranty will commence after formal Commissioning and handover of the equipment.
7 | Unit Price(Inclusive of VAT, Standard Accessories & Consumables, and 2-year Warranty) | 4177.02
8 | Estimated Life-span | 3 Years
# | RT2-06-02
1 | Item Number: RT2-06-02
2 | Item Name: ELECTROSURGICAL UNIT, BASIC
3 | Item Description: A unit intended for surgical cutting and for controlling bleeding by coagulation at the surgical site.
4 | Bidders' Name | Medhold Medical
4.1 | Make/Brand | Conmed
4.2 | Model | System 2450
4.3 | Country of Origin | USA
4.4 | Lead time | 8 Weeks Ex stock
4.5 | Standard Accessories & Consumables(Starter Pack)
4.5.1 | Foot switch, double, with cable (1x)
4.5.2 | Patient electrode, adult, stainless steel or conductive rubber, reusable
4.5.3 | Patient electrode cable
4.5.4 | Patient electrode, split, suitable for monitoring patient contact, reusable, sterlizable
4.5.5 | Cable for split patient electrode
4.5.6 | Electrode handle, mono-polar, reusable, foot switch controlled, (2x) with connecting cable
4.5.7 | Electrode handle, mono-polar, reusable, finger switch controlled, (2x) with connecting cable
4.5.8 | Set different mono-polar reusable electrodes (needle, blade, ball and loop) (1x)
4.5.9 | Bipolar forceps, reusable, foot switch controlled, with connecting cable (1x)
4.5.10 | Dedicated trolley
5 | Warranty (2-year): Year 1 and Year 2
6 | Warranty Entails: A 2-year warranty against poor workmanship and latent defects and parts. This must be all inclusive and include, BUT NOT LIMITED TO, amongst others, ALL PARTS (including Batteries), Labour, Traveling and Accommodation. The 2-year warranty must also include all quality check, quality assurance requirements, Preventative Maintenance/Calibrations, Software updates and upgrades to be included. This 2-year warranty will commence after formal Commissioning and handover of the equipment.
7 | Unit Price(Inclusive of VAT, Standard Accessories & Consumables, and 2-year Warranty) | 86087.84
8 | Post Warranty 5 Year Comprehensive Maintenance
8.1 | Year 3 | 3464.93
8.2 | Year 4 | 3882.5
8.3 | Year 5 | 5289.16
8.4 | Year 6 | 6042.79
8.5 | Year 7 | 8276.42
| Total Maintenance Cost: | 26955.8
Maintenance Entails: A Fully Comprehensive 5-year Preventative Maintenance/Service and Corrective Maintenance/Repair contract covering all equipment, hardware and software. This contract would cover, but not be limited to the following: ALL PARTS (including Batteries), labour, travelling, accommodation, service and repair. The 5-year Maintenance Plan must also include all quality check, quality assurance requirements, calibrations , Software updates and upgrades.This contract will commence after the 2-year warranty period has expired.
9 | Estimated Life-span | 7 Years
# | RT2-06-04
1 | Item Number: RT2-06-04
2 | Item Name: ELECTROSURGICAL UNIT, ADVANCED
3 | Item Description: A unit intended for surgical cutting and for controlling bleeding by coagulation at the surgical site.
4 | Bidders' Name | Medhold Medical (Offer 1) | Karl Storz
4.1 | Make/Brand | Conmed | Karl Storz
4.2 | Model | System 5000 | Autocon III 400
4.3 | Country of Origin | USA | Germany
4.4 | Lead time | 8 Weeks | 6 Weeks
4.5 | Standard Accessories & Consumables (Starter Pack)
4.6 | Foot switch, double, with cable (1x)
4.7 | Patient electrode, adult, stainless steel or conductive rubber, reusable
4.8 | Patient electrode cable
4.9 | Patient electrode, split, suitable for monitoring patient contact, reusable, sterlizable
4.10 | Cable for split patient electrode
4.11 | Electrode handles with cables, reusable, sterilizable (2x)
4.12 | Blade/knife electrodes, straight, reusable (2x)
4.13 | Needle electrodes (thick) (2x)
4.14 | Needle electrode (thin) (1x)
4.15 | Ball electrodes, straight, 4 mm diameter ((2x)
4.16 | Ball electrode, straight, 2,5 mm diameter (1x)
4.17 | Bipolar electrodes reusable, sterilizable (2x)
5 | Warranty (2-year): Year 1 and Year 2
6 | Warranty Entails: A 2-year warranty against poor workmanship and latent defects and parts. This must be all inclusive and include, BUT NOT LIMITED TO, amongst others, ALL PARTS (including Batteries), Labour, Traveling and Accommodation. The 2-year warranty must also include all quality check, quality assurance requirements, Preventative Maintenance/Calibrations, Software updates and upgrades to be included. This 2-year warranty will commence after formal Commissioning and handover of the equipment.
7 | Unit Price(Inclusive of VAT, Standard Accessories & Consumables, and 2-year Warranty) | 137324.81 | 334490.37
8 | Post Warranty 5 Year Comprehensive Maintenance
8.1 | Year 3 | 4027.2 | 32550.68
8.2 | Year 4 | 4586.63 | 34303.36
8.3 | Year 5 | 6178.86 | 36161.21
8.4 | Year 6 | 7117.91 | 38130.53
8.5 | Year 7 | 9478.55 | 40218
| Total Maintenance Cost: | 31389.15 | 181363.78
Maintenance Entails: A Fully Comprehensive 5-year Preventative Maintenance/Service and Corrective Maintenance/Repair contract covering all equipment, hardware and software. This contract would cover, but not be limited to the following: ALL PARTS (including Batteries), labour, travelling, accommodation, service and repair. The 5-year Maintenance Plan must also include all quality check, quality assurance requirements, calibrations , Software updates and upgrades.This contract will commence after the 2-year warranty period has expired.
9 | Estimated Life-span | 7-10 Years | 7 Years
# | RT2-06-05
1 | Item Number: RT2-06-05
2 | Item Name: ELECTROSURGICAL UNIT, ARGON
3 | Item Description: A unit intended for surgical cutting and for controlling bleeding by coagulation at the surgical site.
4 | Bidders' Name | Medhold Medical
4.1 | Make / Brand | Conmed
4.2 | Model | Helix AR
4.3 | Country of Origin | USA
4.4 | Lead time | 8 Weeks
4.5 | Standard Accessories & Consumables(Starter Pack)
4.6 | Foot switch, double, with cable (1x)
4.7 | Patient electrode, adult, stainless steel or conductive rubber, reusable
4.8 | Patient electrode cable
4.9 | Patient electrode, split, suitable for monitoring patient contact, reusable, sterlizable
4.10 | Cable for split patient electrode
4.11 | Electrode handles with cables, reusable, sterilizable (2x)
4.12 | Blade/knife electrodes, straight, reusable (2x)
4.13 | Needle electrodes (thick) (2x)
4.14 | Needle electrode (thin) (1x)
4.15 | Ball electrodes, straight, 4 mm diameter ((2x)
4.16 | Ball electrode, straight, 2,5 mm diameter (1x)
4.17 | Bipolar electrodes reusable, sterilizable (2x)
4.18 | Flexible argon probe
4.19 | Argon electrode connection
5 | Warranty (2-year): Year 1 and Year 2
6 | Warranty Entails: A 2-year warranty against poor workmanship and latent defects and parts. This must be all inclusive and include, BUT NOT LIMITED TO, amongst others, ALL PARTS (including Batteries), Labour, Traveling and Accommodation. The 2-year warranty must also include all quality check, quality assurance requirements, Preventative Maintenance/Calibrations, Software updates and upgrades to be included. This 2-year warranty will commence after formal Commissioning and handover of the equipment.
7 | Unit Price(Inclusive of VAT, Standard Accessories & Consumables, and 2-year Warranty) | 354385.06
8 | Post Warranty 5 Year Comprehensive Maintenance
8.1 | Year 3 | 2588.51
8.2 | Year 4 | 2769.71
8.3 | Year 5 | 2963.58
8.4 | Year 6 | 3171.03
8.5 | Year 7 | 3393
| Total Maintenance Cost: | 14885.83
Maintenance Entails: A Fully Comprehensive 5-year Preventative Maintenance/Service and Corrective Maintenance/Repair contract covering all equipment, hardware and software. This contract would cover, but not be limited to the following: ALL PARTS (including Batteries), labour, travelling, accommodation, service and repair. The 5-year Maintenance Plan must also include all quality check, quality assurance requirements, calibrations , Software updates and upgrades. This contract will commence after the 2-year warranty period has expired.
9 | Estimated Life-span | 7 Years

## Cat 6 Replacement Accessories
RT2-2021 SUPPLY, DELIVERY, INSTALLATION, COMMISSIONING AND MAINTENANCE OF MEDICAL EQUIPMENT TO THE STATE FOR THE PERIOD 01 DECEMBER 2021 TO 30 NOVEMBER 2024
REPLACEMENT ACCESSORIES
CATEGORY 6: GENERAL SURGERY EQUIPMENT
# | RT2-06-01
1 | Item Number: RT2-06-01
2 | Item Name: DOPPLER, VASCULAR
3 | Item Description: A handheld, battery operated vascular doppler for detection of bloodstream status of arteries/veins.
4 | Bidders' Name | Ecomed Medical
4.1 | Make/Brand | Bestman
4.2 | Model | BF-560
4.3 | Country of Origin | China
4.4 | Lead time
4.5 | Replacement Accessories & Consumables List
RT2-06-01a | Vascular probe | 1826.85
RT2-06-01b | Rechargeble Battery | 1023.82
RT2-06-01c | Power adapter | 505.35
# | RT2-06-02
1 | Item Number: RT2-06-02
2 | Item Name: ELECTROSURGICAL UNIT, BASIC
3 | Item Description: A unit intended for surgical cutting and for controlling bleeding by coagulation at the surgical site.
4 | Bidders' Name | Medhold Medical
4.1 | Make/Brand | Conmed
4.2 | Model | System 2450
4.3 | Country of Origin | USA / CHINA
4.4 | Lead time | 6-8 weeks
4.5 | Replacement Accessories & Consumables List
RT2-06-02a | Foot switch, double, with cable | 3276.62
RT2-06-02b | Patient electrode, adult, stainless steel or conductive rubber, reusable | Not Offered
RT2-06-02c | Patient electrode cable | 177.95
RT2-06-02d | Patient electrode, split, suitable for monitoring patient contact, reusable, sterlizable | 988.63
RT2-06-02e | Cable for split patient electrode | 88.98
RT2-06-02f | Electrode handle, mono-polar, reusable, foot switch controlled, (2x) with connecting cable | 1242.86
RT2-06-02g | Electrode handle, mono-polar, reusable, finger switch controlled, (2x) with connecting cable | 621.43
RT2-06-02h | Set different mono-polar reusable electrodes (needle, blade, ball and loop) (1x) | 189.25
RT2-06-02i | Bipolar forceps, reusable, foot switch controlled, with connecting cable (1x) | 621.43
RT2-06-02j | Disposable single neutral electrode pad | Not Offered
RT2-06-02k | Disposable split neutral electrode pad | 40.02
# | RT2-06-04
1 | Item Number: RT2-06-04
2 | Item Name: ELECTROSURGICAL UNIT, ADVANCED
3 | Item Description: A unit intended for surgical cutting and for controlling bleeding by coagulation at the surgical site.
4 | Bidders' Name | Karl Storz | Medhold Medical (Offer 1)
4.1 | Make/Brand | Karl Storz | Conmed
4.2 | Model | Autocon III 400 | System 5000
4.3 | Country of Origin | Germany | USA / China
4.4 | Lead time | 0-5 days | 6-8 weeks
4.5 | Replacement Accessories & Consumables List
RT2-06-04a | Foot switch, double, with cable | 10625.48 | Not Offered
RT2-06-04b | Patient electrode, adult, stainless steel or conductive rubber, reusable | 3357.42 | Not Offered
RT2-06-04c | Patient electrode cable | 2689.75 | 177.95
RT2-06-04d | Patient electrode, split, suitable for monitoring patient contact, reusable, sterlizable | 2334.05 | 988.63
RT2-06-04e | Cable for split patient electrode | 2689.75 | 88.98
RT2-06-04f | Electrode handle, mono-polar, reusable, foot switch controlled, (2x) with connecting cable | Not Offered | 1242.86
RT2-06-04g | Electrode handle, mono-polar, reusable, finger switch controlled, (2x) with connecting cable | 2212.84 | 621.43
RT2-06-04h | Set different mono-polar reusable electrodes (needle, blade, ball and loop) (1x) | 4234.93 | 189.25
RT2-06-04i | Bipolar forceps, reusable, foot switch controlled, with connecting cable (1x) | 3813.91 | 621.43
RT2-06-04j | Disposable single neutral electrode pad | Not Offered | Not Offered
RT2-06-04k | Disposable split neutral electrode pad | 2334.05 | 28.25
RT2-06-04l | Vessel sealing | Not Offered | Not Offered
RT2-06-04m | Memory for at least 10 programs with their waveforms and power levels | Not Offered | Not Offered
RT2-06-04n | Smoke evacuation | 34241.87 | 54085.62
# | RT2-06-05
1 | Item Number: RT2-06-05
2 | Item Name: ELECTROSURGICAL UNIT, ARGON
3 | Item Description: A unit intended for surgical cutting and for controlling bleeding by coagulation at the surgical site.
4 | Bidders' Name | Medhold Medical
4.1 | Make/Brand | Conmed
4.2 | Model | Helix AR
4.3 | Country of Origin | USA
4.4 | Lead time | 6-8 weeks
4.5 | Replacement Accessories & Consumables List
RT2-06-05a | Foot switch, double, with cable | 3978.75
RT2-06-05b | Patient electrode, adult, stainless steel or conductive rubber, reusable | Not Offered
RT2-06-05c | Patient electrode cable | 177.95
RT2-06-05d | Patient electrode, split, suitable for monitoring patient contact, reusable, sterlizable | 998.63
RT2-06-05e | Cable for split patient electrode | 88.98
RT2-06-05f | Electrode handles with cables, reusable, sterilizable | 621.43
RT2-06-05g | Blade/knife electrodes, straight, reusable | 621.43
RT2-06-05h | Needle electrodes (thick) | 28.25
RT2-06-05i | Needle electrode (thin) | 16.95
RT2-06-05j | Ball electrodes, straight, 4 mm diameter | 22.6
RT2-06-05k | Ball electrode, straight, 2,5 mm diameter | 22.6

## Category 7 Orthopaedic
RT2-2021 SUPPLY, DELIVERY, INSTALLATION, COMMISSIONING AND MAINTENANCE OF MEDICAL EQUIPMENT TO THE STATE FOR THE PERIOD 01 DECEMBER 2021 TO 30 NOVEMBER 2024
RT2-2021 CONTRACT PRICING WITH REPLACEMENT ACCESSORIES
CATEGORY 7: ORTHOPAEDIC EQUIPMENT
# | RT2-07-01
1 | Item Number: RT2-07-01
2 | Item Name: ELECTRIC DRILL, SMALL BONES
3 | Item Description: A rotating cutting instrument for making holes in hard substances, such as bones
4 | Bidders' Name | B Braun Medical | Medhold Medical (Offer 2) | Medhold Medical (Offer 1 )
4.1 | Make/Brand | B Braun (Eusculap) | Conmed | Conmed
4.2 | Model | Acculan 4 Electric | Micro Power plus | Power Pro 11
4.3 | Country of Origin | Germany | USA | USA
4.4 | Lead time | 2 Weeks | 8 Weeks | 8 Weeks
4.5 | Standard Accessories & Consumables (Starter Pack)
4.5.1 | Drill Attachments
4.5.1a | Angled
4.5.1b | Medium straight
4.5.1c | Long Straight
4.5.1d | Long Angled
4.5.2 | Reaming / High torque attachments
4.5.3 | Reaming / High attachments
4.5.4 | TAP mode with drill attachments only
4.5.5 | Screw mode with drill attachments only
5 | Warranty (2-year): Year 1 and Year 2
6 | Warranty Entails: A 2-year warranty against poor workmanship and latent defects and parts. This must be all inclusive and include, BUT NOT LIMITED TO, amongst others, ALL PARTS (including Batteries), Labour, Traveling and Accommodation. The 2-year warranty must also include all quality check, quality assurance requirements, Preventative Maintenance/Calibrations, Software updates and upgrades to be included. This 2-year warranty will commence after formal Commissioning and handover of the equipment.
7 | Unit Price(Inclusive of VAT, Standard Accessories & Consumables, and 2-year Warranty) | 300597.83 | 417149.17 | 447097.98
8 | Estimated Life-span | 7 Years | 10 Years | 7 Years
# | RT2-07-02
1 | Item Number: RT2-07-02
2 | Item Name: ELECTRIC DRILL, LARGE BONES
3 | Item Description: A rotating cutting instrument for making holes in hard substances, such as bones
4 | Bidders' Name | B Braun Medical | Medhold Medical (Offer 1) | Medhold Medical Offer 2
4.1 | Make/Brand | B Braun | Conmed | Conmed
4.2 | Model | Acculan 4 Eletric- Large | Power Pro 2 | Power Pro 2
4.3 | Country of Origin | Germany | USA | USA
4.4 | Lead time | 2 Weeks | 8 Weeks | 8 Weeks
4.5 | Standard Accessories & Consumables (Starter Pack)
4.5.1 | Drill Attachments
4.5.1a | Angled
4.5.1b | Medium straight
4.5.1c | Long Straight
4.5.1d | Long Angled
4.5.2 | Reaming / High torque attachments
4.5.3 | Reaming / High attachments
4.5.4 | TAP mode with drill attachments only
4.5.5 | Screw mode with drill attachments only
5 | Warranty (2-year): Year 1 and Year 2
6 | Warranty Entails: A 2-year warranty against poor workmanship and latent defects and parts. This must be all inclusive and include, BUT NOT LIMITED TO, amongst others, ALL PARTS (including Batteries), Labour, Traveling and Accommodation. The 2-year warranty must also include all quality check, quality assurance requirements, Preventative Maintenance/Calibrations, Software updates and upgrades to be included. This 2-year warranty will commence after formal Commissioning and handover of the equipment.
7 | Unit Price(Inclusive of VAT, Standard Accessories & Consumables, and 2-year Warranty) | 352864.6 | 503210.13 | 547243.41
8 | Estimated Life-span | 10 Years | 7 Years | 7 Years
# | RT2-07-03
1 | Item Number: RT2-07-03
2 | Item Name: BATTERY-OPERATED DRILL, SMALL BONES
3 | Item Description: A rotating cutting instrument for making holes in hard substances, such as bones
4 | Bidders' Name | Medhold Medical (Offer 1)
Autoclavable Lithium batteries
4.1 | Make/Brand | Conmed
4.2 | Model | Microfree
4.3 | Country of Origin | USA
4.4 | Lead time | 8 Weeks
4.5 | Standard Accessories & Consumables (Starter Pack)
4.5.1 | Basic hand piece with attachment coupling that accept variety of attachements
4.5.2 | Jacob Chuck and a key
4.5.3 | AO/ASIF quick coupling
4.5.4 | Quick coupling for Kirschner wires
4.5.5 | Quick coupling for drill bits
4.5.6 | Large quick coupling
4.5.7 | Reduction drive unit
4.5.8 | Drill chuck keyless
4.5.9 | Instrument tray where all accessories can be placed for cleaning
4.5.10 | Oscillating/Sagittal saw attachement with different blades which are:
4.5.11 | Sterilization case
4.5.12 | Hudson Modified Trinkle
4.5.13 | Li-Ion battery x2
4.5.14 | Battery charger
4.5.15 | Battery transfer shield
5 | Warranty (2-year): Year 1 and Year 2
6 | Warranty Entails: A 2-year warranty against poor workmanship and latent defects and parts. This must be all inclusive and include, BUT NOT LIMITED TO, amongst others, ALL PARTS (including Batteries), Labour, Traveling and Accommodation. The 2-year warranty must also include all quality check, quality assurance requirements, Preventative Maintenance/Calibrations, Software updates and upgrades to be included. This 2-year warranty will commence after formal Commissioning and handover of the equipment.
7 | Unit Price(Inclusive of VAT, Standard Accessories & Consumables, and 2-year Warranty) | 742434.85
8 | Estimated Life-span | 7 Years
# | RT2-07-04
1 | Item Number: RT2-07-04
2 | Item Name: BATTERY-OPERATED DRILL, LARGE BONES
3 | Item Description: A rotating cutting instrument for making holes in hard substances, such as bones
4 | Bidders' Name | B Braun Medical | Medhold Medical (Offer 1) | Medhold Medical (Offer 2)
4.1 | Make/Brand | B Braun | Conmed | Conmed
4.2 | Model | Acculan 4 Large | Hall 50 | Hall 50
4.3 | Country of Origin | Germany | USA | USA
4.4 | Lead time | 2 Weeks | 8 Weeks | 8 Weeks
4.5 | Standard Accessories & Consumables (Starter Pack)
4.5.1 | Basic hand piece with attachment coupling that accept variety of attachements
4.5.2 | Jacob Chuck key with key
4.5.3 | AO/ASIF quick coupling
4.5.4 | Quick coupling for Kirschner wires
4.5.5 | Quick copuling for drill bits
4.5.6 | Large quick coupling
4.5.7 | Reduction drive unit
4.5.8 | Drill chuck keyless
4.5.9 | Instrument tray where all accessories can be placed for cleaning
4.5.10 | Oscillating/Sagittal saw attachement with different blades which are:
4.5.11 | Sterilization case
4.5.12 | Hudson Modified Trinkle
5 | Warranty (2-year): Year 1 and Year 2
6 | Warranty Entails: A 2-year warranty against poor workmanship and latent defects and parts. This must be all inclusive and include, BUT NOT LIMITED TO, amongst others, ALL PARTS (including Batteries), Labour, Traveling and Accommodation. The 2-year warranty must also include all quality check, quality assurance requirements, Preventative Maintenance/Calibrations, Software updates and upgrades to be included. This 2-year warranty will commence after formal Commissioning and handover of the equipment.
7 | Unit Price(Inclusive of VAT, Standard Accessories & Consumables, and 2-year Warranty) | 410159.95 | 551739.68 | 579910.97
8 | Estimated Life-span | 7 Years | 7 Years | 7 Years
# | RT2-07-05
1 | Item Number: RT2-07-05
2 | Item Name: TOURNIQUET
3 | Item Description: A rotating cutting instrument for making holes in hard substances, such as bones
4 | Bidders' Name | East Coast Medial Northern Region
4.1 | Make/Brand | DS Maref
4.2 | Model | DTS-3000
4.3 | Country of Origin | Korea
4.4 | Lead time | 7 Weeks
4.6 | Standard Accessories & Consumables (Starter Pack)
4.6.1 | The trolley should have antistatic castors with at least 2 equipped with locking system/brake.
4.6.2 | Paediatric cuff
4.6.3 | Adult cuff
4.6.4 | Large Adult
4.6.5 | Reusable, Esmarch Bandages
5 | Warranty (2-year): Year 1 and Year 2
6 | Warranty Entails: A 2-year warranty against poor workmanship and latent defects and parts. This must be all inclusive and include, BUT NOT LIMITED TO, amongst others, ALL PARTS (including Batteries), Labour, Traveling and Accommodation. The 2-year warranty must also include all quality check, quality assurance requirements, Preventative Maintenance/Calibrations, Software updates and upgrades to be included. This 2-year warranty will commence after formal Commissioning and handover of the equipment.
7 | Unit Price(Inclusive of VAT, Standard Accessories & Consumables, and 2-year Warranty) | 72663.51
8 | Estimated Life-span | 10 Years
# | RT2-07-06
1 | Item Number: RT2-07-06
2 | Item Name: PLASTER SAW
3 | Item Description: An electrical cast cutter.
4 | Bidders' Name | Evotec Electronics | Duromed (Offer 2)
4.1 | Make/Brand | SHANGHAI BOJIN ELECTRIC INSTRUMENTS & DEVICE CO. LTD | DESOUTTER MEDICAL
4.2 | Model | BJ1201 | CC6 CAST SAW
4.3 | Country of Origin | China | UK
4.4 | Lead time | 3-8 Weeks | 8 Weeks
4.5 | Standard Accessories & Consumables (Starter Pack)
4.5.1 | POP blades (Pk of 5)
4.5.2 | Fibreglass material blades (Pk of 5)
4.5.3 | Stainless Steel cast scissors (manual cast cutter)
4.5.4 | Small cast spreader (stainless steel)
4.5.5 | Large cast spreader (stainless steel)
5 | Warranty (2-year): Year 1 and Year 2
6 | Warranty Entails: A 2-year warranty against poor workmanship and latent defects and parts. This must be all inclusive and include, BUT NOT LIMITED TO, amongst others, ALL PARTS (including Batteries), Labour, Traveling and Accommodation. The 2-year warranty must also include all quality check, quality assurance requirements, Preventative Maintenance/Calibrations, Software updates and upgrades to be included. This 2-year warranty will commence after formal Commissioning and handover of the equipment.
7 | Unit Price(Inclusive of VAT, Standard Accessories & Consumables, and 2-year Warranty) | 18745 | 35535
8 | Post Warranty 5 Year Comprehensive Maintenance
8.1 | Year 3 | 460 | 1035
8.2 | Year 4 | 506 | 1035
8.3 | Year 5 | 556.6 | 1035
8.4 | Year 6 | 612.26 | 1035
8.5 | Year 7 | 673.49 | 1035
| Total Maintenance Cost: | 2808.35 | 5175
Maintenance Entails: A Fully Comprehensive 5-year Preventative Maintenance/Service and Corrective Maintenance/Repair contract covering all equipment, hardware and software. This contract would cover, but not be limited to the following: ALL PARTS (including Batteries), labour, travelling, accommodation, service and repair. The 5-year Maintenance Plan must also include all quality check, quality assurance requirements, calibrations , Software updates and upgrades.This contract will commence after the 2-year warranty period has expired.
9 | Estimated Life-span | 7-10 Years | 10 Years
# | RT2-07-07
1 | Item Number: RT2-07-07
2 | Item Name: PLASTER SAW WITH VACUUM EXTRACTOR
3 | Item Description: An electrical cast cutter with vacuum
4 | Bidders' Name | Duromed (Offer 1) | Duromed (Offer 2) | Evotec Electronics
4.1 | Make/Brand | DESOUTTER MEDICAL | DESOUTTER MEDICAL | SHANGHAI BOJIN ELECTRIC INSTRUMENTS & DEVICE CO. LTD
4.2 | Model | CC4A CASTER SAW with EXTRACTOR | CC5 CASTER SAW with EXTRACTOR | BJ1201 - III
4.3 | Country of Origin | UK | UK | China
4.4 | Lead time | 8 Weeks | 8 Weeks | 3-8 Weeks
4.5 | Standard Accessories & Consumables (Starter Pack)
4.5.1 | POP blades (Pk of 5)
4.5.2 | Fibreglass material blades (Pk of 5)
4.5.3 | Re-usable vacuum filters x10
4.5.4 | vacuum bags and liners (10 of each)
4.5.5 | Stainless Steel cast scissors (manual cast cutter)
4.5.6 | Small cast spreader (stainless steel)
4.5.7 | Large cast spreader (stainless steel)
5 | Warranty (2-year): Year 1 and Year 2
6 | Warranty Entails: A 2-year warranty against poor workmanship and latent defects and parts. This must be all inclusive and include, BUT NOT LIMITED TO, amongst others, ALL PARTS (including Batteries), Labour, Traveling and Accommodation. The 2-year warranty must also include all quality check, quality assurance requirements, Preventative Maintenance/Calibrations, Software updates and upgrades to be included. This 2-year warranty will commence after formal Commissioning and handover of the equipment.
7 | Unit Price(Inclusive of VAT, Standard Accessories & Consumables, and 2-year Warranty) | 64400 | 72105 | 83950
8 | Post Warranty 5 Year Comprehensive Maintenance
8.1 | Year 3 | 1380 | 1380 | 2070
8.2 | Year 4 | 1380 | 1380 | 2277
8.3 | Year 5 | 1380 | 1380 | 2504.7
8.4 | Year 6 | 1380 | 1380 | 2755.17
8.5 | Year 7 | 1380 | 1380 | 3030.69
| Total Maintenance Cost: | 6900 | 6900 | 12637.56
Maintenance Entails: A Fully Comprehensive 5-year Preventative Maintenance/Service and Corrective Maintenance/Repair contract covering all equipment, hardware and software. This contract would cover, but not be limited to the following: ALL PARTS (including Batteries), labour, travelling, accommodation, service and repair. The 5-year Maintenance Plan must also include all quality check, quality assurance requirements, calibrations , Software updates and upgrades.This contract will commence after the 2-year warranty period has expired.
9 | Estimated Life-span | 10 Years | 10 Years | 10 Years
# | RT2-07-08
1 | Item Number: RT2-07-08
2 | Item Name: DERMATOME, CORDLESS
3 | Item Description: A cordless dermatome for use in operating theatres.
4 | Bidders' Name | Duromed (Offer 2) | B Braun Medical
4.1 | Make/Brand | DESOUTTER | B Braun (Eusculap)
4.2 | Model | DERMA DRIVE | Acculan 4
4.3 | Country of Origin | UK | Germany
4.4 | Lead time | 8 Weeks | 2 Weeks
4.5 | Standard Accessories & Consumables (Starter Pack)
4.5.1 | 25mm (Pk of 10)
4.5.2 | 50mm (Pk of 10)
4.5.3 | 70mm (Pk of 10)
4.5.4 | Sterilizing Case
4.5.5 | Battery Charger (2-slots)
5 | Warranty (2-year): Year 1 and Year 2
6 | Warranty Entails: A 2-year warranty against poor workmanship and latent defects and parts. This must be all inclusive and include, BUT NOT LIMITED TO, amongst others, ALL PARTS (including Batteries), Labour, Traveling and Accommodation. The 2-year warranty must also include all quality check, quality assurance requirements, Preventative Maintenance/Calibrations, Software updates and upgrades to be included. This 2-year warranty will commence after formal Commissioning and handover of the equipment.
7 | Unit Price (Inclusive of VAT, Standard Accessories & Consumables, and 2-year Warranty) | 137425 | 180070.45
8 | Estimated Life-span | 10 Years | 10 Years
# | RT2-07-09
1 | Item Number: RT2-07-09
2 | Item Name: DERMATOME, PNEUMATIC
3 | Item Description: A pneumatic dermatome for use in operating theatres.
4 | Bidders' Name | Duromed
4.1 | Make/Brand | DESOUTTER
4.2 | Model | EPV 221
4.3 | Country of Origin | UK
4.4 | Lead time | 8 Weeks
4.5 | Standard Accessories & Consumables (Starter Pack)
4.5.1 | 25mm (Pk of 10)
4.5.2 | 50mm (Pk of 10)
4.5.3 | 70mm (Pk of 10)
4.5.4 | Sterilizing Case
4.5.5 | 3m Hose
5 | Warranty (2-year): Year 1 and Year 2
6 | Warranty Entails: A 2-year warranty against poor workmanship and latent defects and parts. This must be all inclusive and include, BUT NOT LIMITED TO, amongst others, ALL PARTS (including Batteries), Labour, Traveling and Accommodation. The 2-year warranty must also include all quality check, quality assurance requirements, Preventative Maintenance/Calibrations, Software updates and upgrades to be included. This 2-year warranty will commence after formal Commissioning and handover of the equipment.
7 | Unit Price(Inclusive of VAT, Standard Accessories & Consumables, and 2-year Warranty) | 174800
8 | Post Warranty 5 Year Comprehensive Maintenance
8.1 | Year 3 | 3450
8.2 | Year 4 | 3450
8.3 | Year 5 | 3450
8.4 | Year 6 | 3450
8.5 | Year 7 | 3450
| Total Maintenance Cost: | 17250
Maintenance Entails: A Fully Comprehensive 5-year Preventative Maintenance/Service and Corrective Maintenance/Repair contract covering all equipment, hardware and software. This contract would cover, but not be limited to the following: ALL PARTS (including Batteries), labour, travelling, accommodation, service and repair. The 5-year Maintenance Plan must also include all quality check, quality assurance requirements, calibrations , Software updates and upgrades.This contract will commence after the 2-year warranty period has expired.
9 | Estimated Life-span | 10 Years
# | RT2-07-10
1 | Item Number: RT2-07-10
2 | Item Name: SKIN GRAFT MESHER
3 | Item Description: A skin graft mesher for use in operating theatres.
4 | Bidders' Name | B Braun Medical
4.1 | Make/Brand | B- Braun Medical (Aesculap)
4.2 | Model | Acculant 4 Skin graft mesher
4.3 | Country of Origin | Germany
4.4 | Lead time | 2 Weeks
4.5 | Standard Accessories & Consumables (Starter Pack)
4.5.1 | Small carriers (Pack of 10)
4.5.2 | Large carriers (Pack of 10)
5 | Warranty (2-year): Year 1 and Year 2
6 | Warranty Entails: A 2-year warranty against poor workmanship and latent defects and parts. This must be all inclusive and include, BUT NOT LIMITED TO, amongst others, ALL PARTS (including Batteries), Labour, Traveling and Accommodation. The 2-year warranty must also include all quality check, quality assurance requirements, Preventative Maintenance/Calibrations, Software updates and upgrades to be included. This 2-year warranty will commence after formal Commissioning and handover of the equipment.
7 | Unit Price(Inclusive of VAT, Standard Accessories & Consumables, and 2-year Warranty) | 92934.11
8 | Estimated Life-span | 10 Years

## Cat 7 Replacement Accessories
RT2-2021 SUPPLY, DELIVERY, INSTALLATION, COMMISSIONING AND MAINTENANCE OF MEDICAL EQUIPMENT TO THE STATE FOR THE PERIOD 01 DECEMBER 2021 TO 30 NOVEMBER 2024
REPLACEMENT ACCESSORIES
CATEGORY 7: ORTHOPAEDIC EQUIPMENT
# | RT2-07-01
1 | Item Number: RT2-07-01
2 | Item Name: ELECTRIC DRILL, SMALL BONES
3 | Item Description: A rotating cutting instrument for making holes in hard substances, such as bones
4 | Bidders' Name | Medhold Medical (Offer 1) | Medhold Medical (Offer 2) | B Braun
4.1 | Make/Brand | Conmed | Conmed | B Braun (Eusculap)
4.2 | Model | Power Pro 11 | Micro Power plus | Acculan 4 Electric
4.3 | Country of Origin | USA | USA | Germany
4.4 | Lead time | 8 Weeks | 8 Weeks | 2 Weeks
5 | Replacement Accessories & Consumables List
RT2-07-01a | Trinkle / AO attachments, which must accept trinkle and ASIF / AO, type accessories | R 9,957.81 | 9957.81 | 14288.29
RT2-07-01b | Reaming attachment, which must accept large HEX. AO Reamers | R 22,797.54 | 22,797,54 | 15875.88
RT2-07-01c | Sagittal saw attachment | R 38,423.18 | 38423.18 | 26790.55
RT2-07-01d | 4.0mm Jacobs chuck and a key | R 12,576.97 | 12576.97 | 12700.7
RT2-07-01e | Oscillating saw | R 72,676.57 | 72676.57 | 26790.55
RT2-07-01f | Pin driver | R 17,801.56 | 17801.56 | 21432.44
RT2-07-01g | Wire driver | R 20,801.95 | 20801.95 | 12700.7
# | RT2-07-02
1 | Item Number: RT2-07-02
2 | Item Name: ELECTRIC DRILL, LARGE BONES
3 | Item Description: A rotating cutting instrument for making holes in hard substances, such as bones
4 | Bidders' Name | Medhold Medical (Offer 1) | Medhold Medical (Offer 2) | B Braun
4.1 | Make/Brand | Conmed | Conmed | B Braun
4.2 | Model | Power Pro 2 | Power Pro 2 | Acculan 4 Eletric- Large
4.3 | Country of Origin | USA | USA | Germany
4.4 | Lead time | 8 Weeks | 8 Weeks | 2 Weeks
5 | Replacement Accessories & Consumables List
RT2-07-02a | Trinkle / AO attachments, which must accept trinkle and ASIF / AO, type accessories | 9957.81 | 9957.81 | 15517.7
RT2-07-02b | Reaming attachment, which must accept large HEX. AO Reamers | 22,797,54 | 22,797,54 | 12700.7
RT2-07-02c | Sagittal saw attachment | 38423.18 | 38423.18 | 88904.95
RT2-07-02d | 4.0mm Jacobs chuck and a key | 12576.97 | 12576.97 | 7409.16
RT2-07-02e | Oscillating saw | 73977.55 | 73977.55 | 27460.32
RT2-07-02f | Pin driver | 17801.56 | 17801.56 | 21432.44
RT2-07-02g | Wire driver | 20801.95 | 20801.95 | 14894.83
# | RT2-07-03
1 | Item Number: RT2-07-03
2 | Item Name: BATTERY-OPERATED DRILL, SMALL BONES
3 | Item Description: A rotating cutting instrument for making holes in hard substances, such as bones
4 | Bidders' Name | Medhold Medical (Offer 1)
4.1 | Make/Brand | Conmed
4.2 | Model | Microfree
4.3 | Country of Origin | USA
4.4 | Lead time | 8 Weeks
5 | Replacement Accessories & Consumables List
RT2-07-03a | Basic hand piece with attachment coupling that accept variety of attachements | 87120.79
RT2-07-03b | Jacob Chuck and a key | 12576.97
RT2-07-03c | AO/ASIF quick coupling | 9957.81
RT2-07-03d | Quick coupling for Kirschner wires | 17801.56
RT2-07-03e | Quick coupling for drill bits | 9957.81
RT2-07-03f | Large quick coupling | 13035.47
RT2-07-03g | Reduction drive unit | Not Offered
RT2-07-03h | Drill chuck keyless | 27089.08
RT2-07-03i | Instrument tray where all accessories can be placed for cleaning | 10815.4
RT2-07-03j | Oscillating/Sagittal saw attachement with different blades which are: | 81485.05
RT2-07-03k | Sterilization case | 20714.73
RT2-07-03l | Hudson Modified Trinkle | 11449.42
RT2-07-03m | Li-Ion battery x2 | 15019.3
RT2-07-03n | Battery charger | 40089.27
RT2-07-03o | Battery transfer shield | Not Offered
# | RT2-07-04
1 | Item Number: RT2-07-04
2 | Item Name: BATTERY-OPERATED DRILL, LARGE BONES
3 | Item Description: A rotating cutting instrument for making holes in hard substances, such as bones
4 | Bidders' Name | Medhold Medical (Offer 1) | Medhold Medical (Offer 2) | B Braun
4.1 | Make/Brand | Conmed | Conmed | B Braun
4.2 | Model | Hall 50 | Hall 50 | Acculan 4 Large
4.3 | Country of Origin | USA | USA | Germany
4.4 | Lead time | 8 WEEKS | 8 WEEKS | 2 Weeks
5 | Replacement Accessories & Consumables List
RT2-07-04a | Basic hand piece with attachment coupling that accept variety of attachements | 95874.39 | 95874.39 | 92209.92
RT2-07-04b | Jacob Chuck and a key | 12357.27 | 12357.27 | 17129.06
RT2-07-04c | AO/ASIF quick coupling | 9957.81 | 9957.81 | 14605.8
RT2-07-04d | Quick coupling for Kirschner wires | 20801.95 | 20801.95 | 24647.3
RT2-07-04e | Quick coupling for drill bits | 9957.81 | 9957.81 | R17845.35
RT2-07-04f | Large quick coupling | 13035.47 | 13035.47 | R16842.33
RT2-07-04g | Reduction drive unit | Not Offered | Not Offered | 633.61
RT2-07-04h | Drill chuck keyless | 26492.71 | 26492.71 | R18947.55
RT2-07-04i | Instrument tray where all accessories can be placed for cleaning | 13432 | 13432 | 1248.95
RT2-07-04j | Oscillating/Sagittal saw attachement with different blades which are: | 89817.05 | 89817.05 | 98589.29
RT2-07-04k | Sterilization case | 22380.75 | 22380.75 | 2518.77
RT2-07-04l | Hudson Modified Trinkle | 11449.42 | 11449.42 | 20539.43
RT2-07-04m | Li-Ion battery x2 | 14441.6 | 14441.6 | 33684.69
RT2-07-04n | Battery charger | 40089.27 | 40089.27 | 39589.31
RT2-07-04o | Battery transfer shield | Not Offered | Not Offered | 286.2
# | RT2-07-05
1 | Item Number: RT2-07-05
2 | Item Name: TOURNIQUET
3 | Item Description: A rotating cutting instrument for making holes in hard substances, such as bones
4 | Bidders' Name | East Coast Medial Northern Region
4.1 | Make/Brand | DS Maref
4.2 | Model | DTS-3000
4.3 | Country of Origin | Korea
4.4 | Lead time | 7 Days
5 | Replacement Accessories & Consumables List
RT2-07-05a | Paediatric cuff | 2205.9
RT2-07-05b | Adult cuff | 2647.08
RT2-07-05c | Large Adult | 3750.03
RT2-07-05d | Reusable, Esmarch Bandages | 750.01
# | RT2-07-06
1 | Item Number: RT2-07-06
2 | Item Name: PLASTER SAW
3 | Item Description: An electrical cast cutter.
4 | Bidders' Name | Duromed (Offer 2) | Evotec Electronics
4.1 | Make/Brand | DESOUTTER MEDICAL | SHANGHAI BOJIN ELECTRIC INSTRUMENTS & DEVICE CO. LTD
4.2 | Model | CC6 CAST SAW | BJ1201
4.3 | Country of Origin | UK | China
4.4 | Lead time | 7 Days | 5-7 Days
4.5 | Replacement Accessories & Consumables List
RT2-07-06a | POP blades (Pk of 5) | 2156.25 | 2012.5
RT2-07-06b | Fibreglass material blades (Pk of 5) | 5750 | 2645
RT2-07-06c | Stainless Steel cast scissors (manual cast cutter) | 6003 | 1265
RT2-07-06d | Small cast spreader (stainless steel) | 1863 | 2645
RT2-07-06e | Large cast spreader (stainless steel) | 2898 | 2288
# | RT2-07-07
1 | Item Number: RT2-07-07
2 | Item Name: PLASTER SAW WITH VACUUM EXTRACTOR
3 | Item Description: An electrical cast cutter with vacuum
4 | Bidders' Name | Duromed (Offer 1) | Duromed (Offer 2) | Evotec Electronics
4.1 | Make/Brand | DESOUTTER MEDICAL | DESOUTTER MEDICAL | SHANGHAI BOJIN ELECTRIC INSTRUMENTS & DEVICE CO. LTD
4.2 | Model | CC4A CASTER SAW with EXTRACTOR | CC5 CASTER SAW with EXTRACTOR | BJ1201 - III
4.3 | Country of Origin | UK | UK | China
4.4 | Lead time | 7 Days | 7 days | 5-7 Days
5 | Replacement Accessories & Consumables List
RT2-07-07a | POP blades (Pk of 5) | 2156.25 | 2156.25 | 2012.5
RT2-07-07b | Fibreglass material blades (Pk of 5) | 5750 | 5750 | 2645
RT2-07-07c | Re-usable vacuum filters x10 | 14662.5 | 14662.5 | 14490
RT2-07-07d | vacuum bags and liners (10 of each) | 632.5 | 632.5 | 3852.5
RT2-07-07e | Stainless Steel cast scissors (manual cast cutter) | 6003 | 6003 | 1265
RT2-07-07f | Small cast spreader (stainless steel) | 1863 | 1863 | 2645
RT2-07-07g | Large cast spreader (stainless steel) | 2898 | 2898 | 2288
# | RT2-07-08
1 | Item Number: RT2-07-08
2 | Item Name: DERMATOME, CORDLESS
3 | Item Description: A cordless dermatome for use in operating theatres.
4 | Bidders' Name | DUROMED (OFFER 2) | B Braun
4.1 | Make/Brand | DESOUTTER | B Braun (Eusculap)
4.2 | Model | DERMA DRIVE | Acculan 4
4.3 | Country of Origin | UK | Germany
4.4 | Lead time | 7 Days | 2 Weeks
5 | Replacement Accessories & Consumables List
RT2-07-08a | 25mm (Pk of 10) | 6382.5 | 2829.98
RT2-07-08b | 50mm (Pk of 10) | 6382.5 | 2829.98
RT2-07-08c | 70mm (Pk of 10) | 6382.5 | 2829.98
RT2-07-08d | Sterilizing Case | 22425 | 1793.48
RT2-07-08e | Battery Charger (2-slots) | Not offered | 39589.31
# | RT2-07-09
1 | Item Number: RT2-07-09
2 | Item Name: DERMATOME, PNEUMATIC
3 | Item Description: A pneumatic dermatome for use in operating theatres.
4 | Bidders' Name | Duromed
4.2 | Make/Brand | DESOUTTER
4.3 | Model | EPV 221
4.4 | Country of Origin | UK
4.5 | Lead time | 7 Days
5 | Replacement Accessories & Consumables List
RT2-07-09a | 25mm (Pk of 10) | 6382.5
RT2-07-09b | 50mm (Pk of 10) | 6382.5
RT2-07-09c | 70mm (Pk of 10) | 6382.5
RT2-07-09d | Sterilizing Case | 30590
RT2-07-09e | 3m Hose | 15180
# | RT2-07-10
1 | Item Number: RT2-07-10
2 | Item Name: SKIN GRAFT MESHER
3 | Item Description: A skin graft mesher for use in operating theatres.
4 | Bidders' Name | B Braun
4.2 | Make/Brand | B- Braun Medical (Aesculap)
4.3 | Model | Acculant 4 Skin graft mesher
4.4 | Country of Origin | Germany
4.5 | Lead time | 2 Weeks
5 | Replacement Accessories & Consumables List
RT2-07-10a | Small carriers (Pack of 10) | 4573.44
RT2-07-10b | Large carriers (Pack of 10) | 4573.44

## Category 8 Ophthalmology
RT2-2021 SUPPLY, DELIVERY, INSTALLATION, COMMISSIONING AND MAINTENANCE OF MEDICAL EQUIPMENT TO THE STATE FOR THE PERIOD 01 DECEMBER 2021 TO 30 NOVEMBER 2024
RT2-2021 CONTRACT PRICING WITH REPLACEMENT ACCESSORIES
CATEGORY 8: OPHTHALMOLOGY EQUIPMENT
# | RT2-08-01
1 | Item Number: RT2-08-01
2 | Item Name: A&B SCANNER WITH PACHYMETRY
3 | Item Description: The specification establishes the requirements, supply, delivery, end user training, demonstration, commissioning and installation of A&B Scanner with Pachymetry
4 | Suppliers' Name | Medequip
4.1 | Make/Brand | Tomey
4.2 | Model | UD800
4.3 | Country of Origin | Germany
4.4 | Lead time | 4-6 Weeks
4.5 | Standard Accessories & Consumables (Starter Pack)
4.5.1 | Internal database UBM 40MHz B-probe
4.5.2 | Biometer A-scan 10 MHz A-diagnostic probe
4.5.3 | 10 MHz 2-ring array B-probe
4.5.4 | Pachymetry 20 MHz solid state probe tip 1.5 mm with an angle of at least 45°
4.5.5 | Biometry 10 MHz solid state probe with built in red fixation LED
4.5.6 | A-scan diagnosis 10 MHz solid state probe
4.5.7 | Printing paper (Pk of 10)
5 | Warranty (2-year): Year 1 and Year 2
6 | Warranty Entails: A 2-year warranty against poor workmanship and latent defects and parts. This must be all inclusive and include, BUT NOT LIMITED TO, amongst others, ALL PARTS (including Batteries), Labour, Traveling and Accommodation. The 2-year warranty must also include all quality check, quality assurance requirements, Preventative Maintenance/Calibrations, Software updates and upgrades to be included. This 2-year warranty will commence after formal Commissioning and handover of the equipment.
7 | Unit Price(Inclusive of VAT, Standard Accessories & Consumables, and 2-year Warranty) | 281261.67
8 | Estimated Life-span | 7 Years
# | RT2-08-02
1 | Item Number: RT2-08-02
2 | Item Name: OPHTHALMIC AUTO REF-KERATOMETER
3 | Item Description: An instrument for measuring the curvature of the anterior corneal surface
4 | Suppliers' Name | Carl Zeiss
4.1 | Make/Brand | Zeiss
4.2 | Model | Visuref 150
4.3 | Country of Origin | Germany
4.4 | Lead time | 4-6 Weeks
4.5 | Standard Accessories & Consumables (Starter Pack)
4.5.1 | Printing paper (pack of 10)
4.5.2 | Dust cover
5 | Warranty (2-year): Year 1 and Year 2
6 | Warranty Entails: A 2-year warranty against poor workmanship and latent defects and parts. This must be all inclusive and include, BUT NOT LIMITED TO, amongst others, ALL PARTS (including Batteries), Labour, Traveling and Accommodation. The 2-year warranty must also include all quality check, quality assurance requirements, Preventative Maintenance/Calibrations, Software updates and upgrades to be included. This 2-year warranty will commence after formal Commissioning and handover of the equipment.
7 | Unit Price(Inclusive of VAT, Standard Accessories & Consumables, and 2-year Warranty) | 142600
8 | Estimated Life-span | 10-15 Years
# | RT2-08-03
1 | Item Number: RT2-08-03
2 | Item Name: ARGON LASER-MULTISPOT WITH SLIT LAMP AND INDIRECT OPTHALMOSCOPE
3 | Item Description: The technical specification establishes the requirement of supply, delivery, end user training, demonstration, commissioning and installation of an Argon Laser-Multisport with Slit lamp and Indirect ophthalmoscope which must be supplied as a system as per the under clauses on the Annexure E Technical Specifications.
4 | Suppliers' Name | Carl Zeiss
4.1 | Make/Brand | Zeiss
4.2 | Model | Visulas green
4.3 | Country of Origin | Germany
4.4 | Lead time | 4-8 Weeks
4.5 | Standard Accessories & Consumables (Starter Pack)
4.5.1 | Dust cover
5 | Warranty (2-year): Year 1 and Year 2
6 | Warranty Entails: A 2-year warranty against poor workmanship and latent defects and parts. This must be all inclusive and include, BUT NOT LIMITED TO, amongst others, ALL PARTS (including Batteries), Labour, Traveling and Accommodation. The 2-year warranty must also include all quality check, quality assurance requirements, Preventative Maintenance/Calibrations, Software updates and upgrades to be included. This 2-year warranty will commence after formal Commissioning and handover of the equipment.
7 | Unit Price(Inclusive of VAT, Standard Accessories & Consumables, and 2-year Warranty) | 828000
8 | Estimated Life-span | 10-15 Years
# | RT2-08-08
1 | Item Number: RT2-08-08
2 | Item Name: OPHTHALMIC SLIT LAMP
3 | Item Description: The binocular slit-lamp examination provides a stereoscopic magnified view of the eye structures in detail, enabling anatomical diagnoses to be made for a variety of eye conditions
4 | Suppliers' Name | Carl Zeiss
4.1 | Make/Brand | Zeiss
4.2 | Model | SL120
4.3 | Country of Origin | Germany
4.4 | Lead time | 4-6 Weeks
4.5 | Standard Accessories & Consumables (Starter Pack)
4.5.1 | Dust cover
5 | Warranty (2-year): Year 1 and Year 2
6 | Warranty Entails: A 2-year warranty against poor workmanship and latent defects and parts. This must be all inclusive and include, BUT NOT LIMITED TO, amongst others, ALL PARTS (including Batteries), Labour, Traveling and Accommodation. The 2-year warranty must also include all quality check, quality assurance requirements, Preventative Maintenance/Calibrations, Software updates and upgrades to be included. This 2-year warranty will commence after formal Commissioning and handover of the equipment.
7 | Unit Price(Inclusive of VAT, Standard Accessories & Consumables, and 2-year Warranty) | 156400
8 | Estimated Life-span | 10-15 Years
# | RT2-08-09
1 | Item Number: RT2-08-09
2 | Item Name: OPHTHALMIC SLIT LAMP, INTEGRATED IMAGING MODULE
3 | Item Description: The binocular slit-lamp examination provides a stereoscopic magnified view of the eye structures in detail, enabling anatomical diagnoses to be made for a variety of eye conditions
4 | Suppliers' Name | Medequip (Offer 2) | Carl Zeiss
4.1 | Make/Brand | Haag Streit Diagnostic | Zeiss
4.2 | Model | BQ900 | SL220
4.3 | Country of Origin | Switzerland | Germany
4.4 | Lead time | 4-6 Weeks | 4-6 Weeks
4.5 | Standard Accessories & Consumables (Starter Pack)
4.5.1 | Dust cover
5 | Warranty (2-year): Year 1 and Year 2
6 | Warranty Entails: A 2-year warranty against poor workmanship and latent defects and parts. This must be all inclusive and include, BUT NOT LIMITED TO, amongst others, ALL PARTS (including Batteries), Labour, Traveling and Accommodation. The 2-year warranty must also include all quality check, quality assurance requirements, Preventative Maintenance/Calibrations, Software updates and upgrades to be included. This 2-year warranty will commence after formal Commissioning and handover of the equipment.
7 | Unit Price(Inclusive of VAT, Standard Accessories & Consumables, and 2-year Warranty) | 570886.83 | 331200
8 | Estimated Life-span | 10 Years | 10-15 Years
# | RT2-08-10
1 | Item Number: RT2-08-10
2 | Item Name: APPLANATION TONOMETER, HAND-HELD
3 | Item Description: An instrument for determining pressure or tension, especially an instrument for determining ocular tension
4 | Suppliers' Name | Medequip (Offer 1) | Medequip (Offer 2)
4.1 | Make/Brand | Clement Clark | Icare
4.2 | Model | Perkins (MK3) | IC100 (TAO11)
4.3 | Country of Origin | UK | Finland
4.4 | Lead time | Ex stock | Ex stock
4.5 | Standard Accessories & Consumables (Starter Pack)
4.5.1 | Reusable prism (pk of 10)
4.5.2 | Tip covers (pk of 10)
5 | Warranty (2-year): Year 1 and Year 2
6 | Warranty Entails: A 2-year warranty against poor workmanship and latent defects and parts. This must be all inclusive and include, BUT NOT LIMITED TO, amongst others, ALL PARTS (including Batteries), Labour, Traveling and Accommodation. The 2-year warranty must also include all quality check, quality assurance requirements, Preventative Maintenance/Calibrations, Software updates and upgrades to be included. This 2-year warranty will commence after formal Commissioning and handover of the equipment.
7 | Unit Price(Inclusive of VAT, Standard Accessories & Consumables, and 2-year Warranty) | 51136.02 | 60638.39
8 | Estimated Life-span | 7 Years | 7 Years
# | RT2-08-11
1 | Item Number: RT2-08-11
2 | Item Name: VISUAL FIELD ANALYSER
3 | Item Description: The specification establishes the requirement of supply, delivery, end user training, demonstration, commissioning and installation of a Visual Field Analyzer and which must be supplied as a system as per the under mentioned clauses
4 | Suppliers' Name | Carl Zeiss
4.1 | Make/Brand | Zeiss
4.2 | Model | HFA3 840
4.3 | Country of Origin | Germany
4.4 | Lead time | 4-8 Weeks
4.5 | Standard Accessories & Consumables (Starter Pack)
4.5.1 | Dust cover
5 | Warranty (2-year): Year 1 and Year 2
6 | Warranty Entails: A 2-year warranty against poor workmanship and latent defects and parts. This must be all inclusive and include, BUT NOT LIMITED TO, amongst others, ALL PARTS (including Batteries), Labour, Traveling and Accommodation. The 2-year warranty must also include all quality check, quality assurance requirements, Preventative Maintenance/Calibrations, Software updates and upgrades to be included. This 2-year warranty will commence after formal Commissioning and handover of the equipment.
7 | Unit Price(Inclusive of VAT, Standard Accessories & Consumables, and 2-year Warranty) | 331200
8 | Estimated Life-span | 10-15 Years
# | RT2-08-12
1 | Item Number: RT2-08-12
2 | Item Name: VITRECTOMY UNIT
3 | Item Description: Ophthalmic surgical units designed to remove vitreous gel from the eye (vitrectomy)
4 | Suppliers' Name | Medequip
4.1 | Make/Brand | Bausch and Lomb
4.2 | Model | Stellaris
4.3 | Country of Origin | USA
4.4 | Lead time | 4-6 Weeks
4.5 | Standard Accessories & Consumables (Starter Pack)
4.5.1 | Phacoemulsification hand pieces x2.
4.5.2 | 30-degree phaco needles (6/box).
4.5.3 | Irrigation / aspiration hand pieces 23 gauge with 0.3mm aspiration port and one must be with a straight tip and the other must be with a curved tip (x2)
4.5.4 | Irrigation sleeves (6/box).
4.5.5 | Bipolar eraser cautery with connecting cable (6/box)
4.5.6 | Anterior vitrectomy set (6/box).
4.5.7 | Irrigation and phaco pack (6/box)
4.5.8 | Posterior vitrectomy probe with re-usable and disposable tubing and cassette (6/box)
4.5.9 | Microscissors driver tubing and cable
4.5.10 | Fibre optic cable and probe
4.5.11 | Intra-ocular eraser type diathermy probe with cable
4.5.12 | Three infusion cannulas 2.5; 4 and 6mm.
4.5.13 | Pheumatic vitreous scissors and membrane peeler
4.5.14 | Machmyer vitreous lens.
4.5.15 | Posterior intra-ocular pressure control tubing sets (6/box)
4.5.16 | Dust cover
5 | Warranty (2-year): Year 1 and Year 2
6 | Warranty Entails: A 2-year warranty against poor workmanship and latent defects and parts. This must be all inclusive and include, BUT NOT LIMITED TO, amongst others, ALL PARTS (including Batteries), Labour, Traveling and Accommodation. The 2-year warranty must also include all quality check, quality assurance requirements, Preventative Maintenance/Calibrations, Software updates and upgrades to be included. This 2-year warranty will commence after formal Commissioning and handover of the equipment.
7 | Unit Price (Inclusive of VAT, Standard Accessories & Consumables, and 2-year Warranty) | 869526.36
8 | Estimated Life-span | 10 Years
# | RT2-08-13
1 | Item Number: RT2-08-13
2 | Item Name: MICROSCOPE, OPHTHALMOLOGY, BASIC
3 | Item Description: A surgical microscope suitable for opthalmology surgery with an 180 degrees variable angle binocular tube configuration with foot pedal.
4 | Suppliers' Name | Carl Zeiss
4.1 | Make/Brand | Zeiss
4.2 | Model | Opmi Lumera 300
4.3 | Country of Origin | Germany
4.4 | Lead time | 4-6 Weeks
4.5 | Standard Accessories & Consumables (Starter Pack)
4.5.1 | Binocular tubes
4.5.2 | Autoclavable handle
4.5.3 | Eyepiece cups
4.5.4 | Dustcover
4.5.5 | Second observer
4.5.6 | Objective lense: 200mm - 400mm
5 | Warranty (2-year): Year 1 and Year 2
6 | Warranty Entails: A 2-year warranty against poor workmanship and latent defects and parts. This must be all inclusive and include, BUT NOT LIMITED TO, amongst others, ALL PARTS (including Batteries), Labour, Traveling and Accommodation. The 2-year warranty must also include all quality check, quality assurance requirements, Preventative Maintenance/Calibrations, Software updates and upgrades to be included. This 2-year warranty will commence after formal Commissioning and handover of the equipment.
7 | Unit Price(Inclusive of VAT, Standard Accessories & Consumables, and 2-year Warranty) | 473800
8 | Estimated Life-span | 10-15 Years
# | RT2-08-14
1 | Item Number: RT2-08-14
2 | Item Name: OPHTHALMIC SURGICAL MICROSCOPE, ADVANCED
3 | Item Description: A surgical microscope suitable for opthalmology surgery with an 180 degrees variable angle binocular tube configuration with foot pedal and an external monitor. The microscope must have image storage and a 3 CCD high definition camera.
4 | Suppliers' Name | Medequip | Carl Zeiss
4.1 | Make/Brand | Haag-streit Surgical | Zeiss
4.2 | Model | HI-900 Neo FS2-25 MIOS 5 | Opmi Lumera 700
4.3 | Country of Origin | Germany | Germany
4.4 | Lead time | 4-6 Weeks | 4-6 Weeks
4.5 | Standard Accessories & Consumables (Starter Pack)
4.5.1 | Binocular tubes
4.5.2 | Autoclavable handle
4.5.3 | Eyepiece cups
4.5.4 | Dustcover
4.5.5 | Second observer
4.5.6 | Video adapter
4.5.7 | Objective lense: 200mm - 400mm
5 | Warranty (2-year): Year 1 and Year 2
6 | Warranty Entails: A 2-year warranty against poor workmanship and latent defects and parts. This must be all inclusive and include, BUT NOT LIMITED TO, amongst others, ALL PARTS (including Batteries), Labour, Traveling and Accommodation. The 2-year warranty must also include all quality check, quality assurance requirements, Preventative Maintenance/Calibrations, Software updates and upgrades to be included. This 2-year warranty will commence after formal Commissioning and handover of the equipment.
7 | Unit Price(Inclusive of VAT, Standard Accessories & Consumables, and 2-year Warranty) | 1702383.29 | 1830800
8 | Estimated Life-span | 15 Years | 10-15 Years

## Cat 8 Replacement Accessories
RT2-2021 SUPPLY, DELIVERY, INSTALLATION, COMMISSIONING AND MAINTENANCE OF MEDICAL EQUIPMENT TO THE STATE FOR THE PERIOD 01 DECEMBER 2021 TO 30 NOVEMBER 2024
REPLACEMENT ACCESSORIES
CATEGORY 8: OPHTHALMOLOGY EQUIPMENT
# | RT2-08-01
1 | Item Number: RT2-08-01
2 | Item Name: A& B Scanner with Pachymetry
3 | Item Description: The specification establishes the requirements, supply, delivery, end user training, demonstration, commissioning and installation of A&B Scanner with Pachymetry
4 | Bidders' Name | Medequip
4.1 | Make/Brand | Tomey
4.2 | Model | UD800
4.3 | Country of Origin | Germany
4.4 | Lead time | 4-6 weeks
5 | Replacement Accessories & Consumables List
RT2-08-01a | Internal database UBM 40MHz B-probe | 182462.22
RT2-08-01b | Biometer A-scan 10 MHz A-diagnostic probe | 95869.98
RT2-08-01c | 10 MHz 2-ring array B-probe | 204110.28
RT2-08-01d | Pachymetry 20 MHz solid state probe tip 1.5 mm with an angle of at least 45° | 36801.7
RT2-08-01d | Biometry 10 MHz solid state probe with built in red fixation LED | 36801.7
RT2-08-01e | A-scan diagnosis 10 MHz solid state probe | 95869.98
RT2-08-01f | Printing paper (Pk of 10) | 680.36
# | RT2-08-02
1 | Item Number: RT2-08-02
2 | Item Name: Ophthalmic Auto Ref-Keratometer
3 | Item Description: An instrument for measuring the curvature of the anterior corneal surface
4 | Bidders' Name | Carl Zeiss
4.1 | Make/Brand | Zeiss
4.2 | Model | Visuref 150
4.3 | Country of Origin | Germany
4.4 | Lead time | 4-6 weeks
5 | Replacement Accessories & Consumables List
RT2-08-02a | Printing paper pack of 5 | 437.28
# | RT2-08-09
1 | Item Number: RT2-08-09
2 | Item Name: Ophthalmic Slit Lamp, Integrated Imaging Module
3 | Item Description: The binocular slit-lamp examination provides a stereoscopic magnified view of the eye structures in detail, enabling anatomical diagnoses to be made for a variety of eye conditions
4 | Bidders' Name | Medequip (Offer 2) | Carl Zeiss
4.1 | Make/Brand | Haag Streit Diagnostic | Zeiss
4.2 | Model | BQ900 | SL120
4.3 | Country of Origin | Switzerland | Germany
4.4 | Lead time | Ex stock | 4 weeks
5 | Replacement Accessories & Consumables List
RT2-08-09a | LED replacement | 244482.94 | Not Offered
RT2-08-09b | Monitor | Not Offered | 90591.25
# | RT2-08-10
1 | Item Number: RT2-08-10
2 | Item Name: Applanation Tonometer, Hand-Held
3 | Item Description: An instrument for determining pressure or tension, especially an instrument for determining ocular tension
4 | Bidders' Name | Medequip (Offer 1) | Medequip (Offer 2)
4.1 | Make/Brand | Clement Clark | Icare
4.2 | Model | Perkins (MK3) | IC100 (TAO11)
4.3 | Country of Origin | Finland | Finland
4.4 | Lead time | Ex stock | Ex stock
5 | Replacement Accessories & Consumables List
RT2-08-10a | Reusable prism (pk of 10) | 2136.32 | 1618.13
# | RT2-08-12
1 | Item Number: RT2-08-12
2 | Item Name: Vitrectomy Unit
3 | Item Description:
4 | Bidders' Name | Medequip
4.1 | Make/Brand | Baussch-Lomb
4.2 | Model | Stellaris
4.3 | Country of Origin | USA
4.4 | Lead time | 1-2 weeks
5 | Replacement Accessories & Consumables List
RT2-08-12a | Phacoemulsification hand pieces | 28187.01
RT2-08-12b | 30-degree phaco needles (6/box). | 3558.79
RT2-08-12c | Irrigation / aspiration hand pieces 23 gauge with 0.3mm aspiration port and one must be with a straight tip and the other must be with a curved tip (x2) | 6542.82
RT2-08-12d | Irrigation sleeves (6/box). | 1639.99
RT2-08-12e | Bipolar eraser cautery with connecting cable (6/box) | 1020.84
RT2-08-12f | Anterior vitrectomy set (6/box). | 14547.5
RT2-08-12g | Irrigation and phaco pack (6/box) | 3194.65
RT2-08-12h | Posterior vitrectomy probe with re-usable and disposable tubing and cassette (6/box) | 3496.28
RT2-08-12i | Microscissors driver tubing and cable | Not Offered
RT2-08-12j | Fibre optic cable and probe | 16600.595
RT2-08-12k | Intra-ocular eraser type diathermy probe with cable | 21577.97
RT2-08-12l | Three infusion cannulas 2.5; 4 and 6mm. | Not Offered
RT2-08-12m | Pheumatic vitreous scissors and membrane peeler | Not Offered
RT2-08-12n | Machmyer vitreous lens. | Not Offered
RT2-08-12o | Posterior intra-ocular pressure control tubing sets (6/box) | Not Offered
RT2-08-12p | Dust cover | 885.5
# | RT2-08-13
1 | Item Number: RT2-08-13
2 | Item Name: Microscope, Ophthalmology, Basic
3 | Item Description: A surgical microscope suitable for opthalmology surgery with an 180 degrees variable angle binocular tube configuration with foot pedal.
4 | Bidders' Name | CARL ZEISS
4.1 | Make/Brand | Zeiss
4.2 | Model | Opmi Lumera 300
4.3 | Country of Origin | Germany
4.4 | Lead time | 4 weeks
5 | Replacement Accessories & Consumables List
RT2-08-13a | Binocular tubes | 169387.56
RT2-08-13b | Autoclavable handle | 2046.43
RT2-08-13c | Eyepiece cups | 1979.71
RT2-08-13d | Dustcover | 5380
RT2-08-13e | Second observer | 155796.48
RT2-08-13f | Xenon illumination system
RT2-08-13g | Stereo co-observation tube/Teaching piece | 135948
# | RT2-08-14
1 | Item Number: RT2-08-14
2 | Item Name: Ophthalmic Surgical Microscope, Advanced
3 | Item Description: A surgical microscope suitable for opthalmology surgery with an 180 degrees variable angle binocular tube configuration with foot pedal and an external monitor. The microscope must have image storage and a 3 CCD high definition camera.
4 | Bidders' Name | Mede-Quip | CARL ZEISS
4.1 | Make/Brand | Haag-streit Surgical | Zeiss
4.2 | Model | HI-900 Neo FS2-25 MIOS 5 | Opmi Lumera 700
4.3 | Country of Origin | German | Germany
4.4 | Lead time | 4-6 weeks | 4 weeks
5 | Replacement Accessories & Consumables List
RT2-08-14a | Binocular tubes | 72500 | 169387.56
RT2-08-14b | Autoclavable handle | 1850 | 2046.43
RT2-08-14c | Eyepiece cups | 495 | 1979.71
RT2-08-14d | Dustcover | 250 | 5380
RT2-08-14e | Second observer | 147850 | 155796.48
RT2-08-14f | Xenon illumination system | 9750 | LED
RT2-08-14g | Stereo co-observation tube/Teaching piece | 147850 | 135948
RT2-08-14h | Monitor | 0 | 10000

## Category 9 Neuro
RT2-2021 SUPPLY, DELIVERY, INSTALLATION, COMMISSIONING AND MAINTENANCE OF MEDICAL EQUIPMENT TO THE STATE FOR THE PERIOD 01 DECEMBER 2021 TO 30 NOVEMBER 2024
RT2-2021 CONTRACT PRICING WITH REPLACEMENT ACCESSORIES
CATEGORY 9: NEURO EQUIPMENT (Neurology & Neurosurgery)
# | RT2-09-01
1 | Item Number: RT2-09-01
2 | Item Name: EEG PORTABLE
3 | Item Description: an electronic monitoring device to measure and record electrical activity in the brain.
4 | Bidders' Name | SSEM-Mthembu Medical
Comment
4.1 | Make/Brand | Nihon Kohden
4.2 | Model | EEG 1200K - Portable
4.3 | Country of Origin | Japan
4.4 | Lead time | 8 Weeks
4.5 | Standard Accessories & Consumables (Starter Pack)
4.5.1 | Oral and nasal airflow
4.5.2 | Respiratory effort sensors for chest and abdomen.
4.5.3 | Pulse oximetery sensor (finger type)
4.5.4 | Snoring sensor.
4.5.5 | Body Position sensor.
4.5.6 | Automatic CPAP Titration System with manual remote override ability and analogue signal out for connection to the recording system to monitor flow, CPAP pressure leak etc.
4.5.7 | Carrying case
5 | Warranty (2-year): Year 1 and Year 2
6 | Warranty Entails: A 2-year warranty against poor workmanship and latent defects and parts. This must be all inclusive and include, BUT NOT LIMITED TO, amongst others, ALL PARTS (including Batteries), Labour, Traveling and Accommodation. The 2-year warranty must also include all quality check, quality assurance requirements, Preventative Maintenance/Calibrations, Software updates and upgrades to be included. This 2-year warranty will commence after formal Commissioning and handover of the equipment.
7 | Unit Price(Inclusive of VAT, Standard Accessories & Consumables, and 2-year Warranty) | 514965.38
8 | Estimated Life-span | 8-12 Years
# | RT2-09-02
1 | Item Number: RT2-09-02
2 | Item Name: DESKTOP - EEG
3 | Item Description: An electronic monitoring device to measure and record electrical activity in the brain.
4 | Bidders' Name | SSEM-Mthembu Medical
| Comments | Laptop must be Core i7 and SITA certified
4.1 | Make/Brand | Nihon Kohden
4.2 | Model | EEG 1200K - Desktop
4.3 | Country of Origin | Japan
4.4 | Lead time | 8 Weeks
4.5 | Standard Accessories & Consumables (Starter Pack)
4.5.1 | Oral and nasal airflow
4.5.2 | Respiratory effort sensors for chest and abdomen.
4.5.3 | Pulse oximetery sensor (finger type)
4.5.4 | Snoring sensor.
4.5.5 | Body Position sensor.
4.5.6 | Automatic CPAP Titration System with manual remote override ability and analogue signal out for connection to the recording system to monitor flow, CPAP pressure leak etc.
4.5.7 | Mobile trolley
4.5.8 | UPS
4.5.9 | Laser printer
4.5.10 | Printing paper for atleast 1000 EEG tests
5 | Warranty (2-year): Year 1 and Year 2
6 | Warranty Entails: A 2-year warranty against poor workmanship and latent defects and parts. This must be all inclusive and include, BUT NOT LIMITED TO, amongst others, ALL PARTS (including Batteries), Labour, Traveling and Accommodation. The 2-year warranty must also include all quality check, quality assurance requirements, Preventative Maintenance/Calibrations, Software updates and upgrades to be included. This 2-year warranty will commence after formal Commissioning and handover of the equipment.
7 | Unit Price(Inclusive of VAT, Standard Accessories & Consumables, and 2-year Warranty) | 517759.15
8 | Post Warranty 5 Year Comprehensive Maintenance
| Year 3 | 8460.95
| Year 4 | 8460.95
| Year 5 | 8460.95
| Year 6 | 8460.95
| Year 7 | 8460.95
| Total Maintenance Cost: | 42304.75
Maintenance Entails: A Fully Comprehensive 5-year Preventative Maintenance/Service and Corrective Maintenance/Repair contract covering all equipment, hardware and software. This contract would cover, but not be limited to the following: ALL PARTS (including Batteries), labour, travelling, accommodation, service and repair. The 5-year Maintenance Plan must also include all quality check, quality assurance requirements, calibrations , Software updates and upgrades. This contract will commence after the 2-year warranty period has expired.
9 | Estimated Life-span | 8-12 Years
# | RT2-09-03
1 | Item Number: RT2-09-03
2 | Item Name: ULTRASONIC SURGICAL ASPIRATOR
3 | Item Description: An electronic monitoring device to measure and record electrical activity in the brain.
4 | Bidders' Name | Intamarket Medical Technologies | Baroque Medical
4.1 | Make/Brand | Soring | Integra Lifesciences
4.2 | Model | Sonoca 300 | CUSA Excel 9
4.3 | Country of Origin | Germany | Ireland
4.4 | Lead time | 4 Weeks | 4-6 Weeks
4.5 | Standard Accessories & Consumables (Starter Pack)
4.5.1 | It must be supplied with a total of 12 tips comprising of:
4.5.1.1 | Shear tip
4.5.1.2 | Micro tip
4.5.1.3 | Micro tip plus
4.5.2 | Suction cannister
4.5.3 | Suction tubing
4.5.4 | Intenal vacuum filter
4.5.5 | External vaccum filter
4.5.6 | Cleaning brush
4.5.7 | foot switch
5 | Warranty (2-year): Year 1 and Year 2
6 | Warranty Entails: A 2-year warranty against poor workmanship and latent defects and parts. This must be all inclusive and include, BUT NOT LIMITED TO, amongst others, ALL PARTS (including Batteries), Labour, Traveling and Accommodation. The 2-year warranty must also include all quality check, quality assurance requirements, Preventative Maintenance/Calibrations, Software updates and upgrades to be included. This 2-year warranty will commence after formal Commissioning and handover of the equipment.
7 | Unit Price(Inclusive of VAT, Standard Accessories & Consumables, and 2-year Warranty) | 844143 | 1701092.43
8 | Post Warranty 5 Year Comprehensive Maintenance
| Year 3 | 31281 | 17539.73
| Year 4 | 32846 | 22211.09
| Year 5 | 34488 | 27484.49
| Year 6 | 36212 | 33423.96
| Year 7 | 38022 | 40099
| Total Maintenance Cost: | 172849 | 140758.27
Maintenance Entails: A Fully Comprehensive 5-year Preventative Maintenance/Service and Corrective Maintenance/Repair contract covering all equipment, hardware and software. This contract would cover, but not be limited to the following: ALL PARTS (including Batteries), labour, travelling, accommodation, service and repair. The 5-year Maintenance Plan must also include all quality check, quality assurance requirements, calibrations , Software updates and upgrades. This contract will commence after the 2-year warranty period has expired.
9 | Estimated Life-span | 10 Years | 7 Years
# | RT2-09-04
1 | Item Number: RT2-09-04
2 | Item Name: NEURONAVIGATION SYSTEM
3 | Item Description: An intra-operative brain mapping navigation system specifically designed for neurosurgery and not a general navigation system
4 | Bidders' Name | Medtronic
4.1 | Make/Brand | Medtronic
4.2 | Model | S8 Stealth Station
4.3 | Country of Origin | USA
4.4 | Lead time | 12 Weeks
4.5 | Standard Accessories & Consumables (Starter Pack)
4.5.1 | Small, medium and large passive trackers
4.5.2 | Small, medium and large mounts
4.5.3 | Mount driver
4.5.4 | Sterilization tray
5 | Warranty (2-year): Year 1 and Year 2
6 | Warranty Entails: A 2-year warranty against poor workmanship and latent defects and parts. This must be all inclusive and include, BUT NOT LIMITED TO, amongst others, ALL PARTS (including Batteries), Labour, Traveling and Accommodation. The 2-year warranty must also include all quality check, quality assurance requirements, Preventative Maintenance/Calibrations, Software updates and upgrades to be included. This 2-year warranty will commence after formal Commissioning and handover of the equipment.
7 | Unit Price(Inclusive of VAT, Standard Accessories & Consumables, and 2-year Warranty) | 4357465
8 | Post Warranty 5 Year Comprehensive Maintenance
| Year 3 | 149500
| Year 4 | 156975
| Year 5 | 164823.75
| Year 6 | 173064.94
| Year 7 | 181718.18
| Total Maintenance Cost: | 826081.87
Maintenance Entails: A Fully Comprehensive 5-year Preventative Maintenance/Service and Corrective Maintenance/Repair contract covering all equipment, hardware and software. This contract would cover, but not be limited to the following: ALL PARTS (including Batteries), labour, travelling, accommodation, service and repair. The 5-year Maintenance Plan must also include all quality check, quality assurance requirements, calibrations , Software updates and upgrades. This contract will commence after the 2-year warranty period has expired.
9 | Estimated Life-span | 10 Years
# | RT2-09-05
1 | Item Number: RT2-09-05
2 | Item Name: MICROSCOPE, NEUROSURGERY, MOBILE
3 | Item Description: A surgical microscope suitable for neurosurgery and spinal surgery with an 540 degrees variable angle binocular tube configuration with foot pedal and an external monitor. The microscope must have image storage and a 3 CCD high definition camera.
4 | Bidders' Name | Intamarket Medical Technologies | Carl Zeiss
4.1 | Make/Brand | LEICA | Zeiss
4.2 | Model | Provido | Tivato 700
4.3 | Country of Origin | Singapore | Germany
4.4 | Lead time | 4 Weeks | 4-6 Weeks
4.5 | Standard Accessories & Consumables (Starter Pack)
4.5.1 | Binocular tubes
4.5.2 | Autoclavable handle
4.5.3 | Eyepiece cups
4.5.4 | Wireless or wired foot pedal
4.5.5 | Dustcover
4.5.6 | Second observer
4.5.7 | Video adapter
4.5.8 | Objective lense: 200mm - 600mm
5 | Warranty (2-year): Year 1 and Year 2
6 | Warranty Entails: A 2-year warranty against poor workmanship and latent defects and parts. This must be all inclusive and include, BUT NOT LIMITED TO, amongst others, ALL PARTS (including Batteries), Labour, Traveling and Accommodation. The 2-year warranty must also include all quality check, quality assurance requirements, Preventative Maintenance/Calibrations, Software updates and upgrades to be included. This 2-year warranty will commence after formal Commissioning and handover of the equipment.
7 | Unit Price(Inclusive of VAT, Standard Accessories & Consumables, and 2-year Warranty) | 2556146 | 2513862.28
8 | Estimated Life-span | 10-15 Years | 10-15 Years
# | RT2-09-06
1 | Item Number: RT2-09-06
2 | Item Name: OPERATING MICROSCOPE SYSTEM FOR NEURO-SURGERY
3 | Item Description: A surgical microscope suitable for neurosurgery and spinal surgery with an 540 degrees variable angle binocular tube configuration with foot pedal and an external monitor. The microscope must have image storage and a 3 CCD high definition camera.
4 | Bidders' Name | Intamarket Medical Technologies | Carl Zeiss
4.1 | Make/Brand | LEICA | Zeiss
4.2 | Model | ARVEO | Kinevo 900
4.3 | Country of Origin | Singapore | Germany
4.4 | Lead time | 4 Weeks | 4-6 Weeks
4.5 | Standard Accessories & Consumables (Starter Pack)
4.5.1 | Dust Cover
5 | Warranty (2-year): Year 1 and Year 2
6 | Warranty Entails: A 2-year warranty against poor workmanship and latent defects and parts. This must be all inclusive and include, BUT NOT LIMITED TO, amongst others, ALL PARTS (including Batteries), Labour, Traveling and Accommodation. The 2-year warranty must also include all quality check, quality assurance requirements, Preventative Maintenance/Calibrations, Software updates and upgrades to be included. This 2-year warranty will commence after formal Commissioning and handover of the equipment.
7 | Unit Price(Inclusive of VAT, Standard Accessories & Consumables, and 2-year Warranty) | 5855493 | 6398109.04
8 | Estimated Life-span | 10-15 Years | 10-15 Years

## Cat 9 Replacement Accessories
RT2-2021 SUPPLY, DELIVERY, INSTALLATION, COMMISSIONING AND MAINTENANCE OF MEDICAL EQUIPMENT TO THE STATE FOR THE PERIOD 01 DECEMBER 2021 TO 30 NOVEMBER 2024
REPLACEMENT ACCESSORIES
CATEGORY 9: NEURO EQUIPMENT (Neurology & Neurosurgery)
# | RT2-09-01
1 | Item Number: RT2-09-01
2 | Item Name: EEG portable
3 | Item Description: an electronic monitoring device to measure and record electrical activity in the brain.
4 | Bidders' Name | SSEM-Mthembu Medical
| Comments | Laptop must be Core i7
4.1 | Make/Brand | Nihon Kohden
4.3 | Model | EEG 1200K - Portable
4.4 | Country of Origin | Japan
4.5 | Lead time | 8 Weeks
5 | Replacement Accessories & Consumables List
RT2-09-01a | Oral and nasal airflow | 136.1
RT2-09-01b | Respiratory effort sensors for chest and abdomen. | 11076.87
RT2-09-01c | Pulse oximetery sensor (finger type) | 2734.32
RT2-09-01d | Snoring sensor. | 9526.79
RT2-09-01e | Body Position sensor. | 10654.68
RT2-09-01f | Automatic CPAP Titration System with manual remote override ability and analogue signal out for connection to the recording system to monitor flow, CPAP pressure leak etc. | 17946.5
RT2-09-01g | Carrying case | 4687.02
RT2-09-01h | SLEEP ANALYSIS SOFTWARE (UPGRADE) Polysmith | 74879.24
RT2-09-01i | REPORTING FUNCTIONALITY (UPGRADE): | Included in software upgrade
# | RT2-09-02
1 | Item Number: RT2-09-02
2 | Item Name: EEG portable
3 | Item Description: An electronic monitoring device to measure and record electrical activity in the brain.
4 | Bidders' Name | SSEM-Mthembu Medical
4.1 | Make/Brand | Nihon Kohden
4.2 | Model | EEG 1200K - Desktop
4.3 | Country of Origin | Japan
4.4 | Lead time | 8 Weeks
5 | Replacement Accessories & Consumables List
RT2-09-02a | Oral and nasal airflow | 136.1
RT2-09-02b | Respiratory effort sensors for chest and abdomen. | 11076.87
RT2-09-02c | Pulse oximetery sensor (finger type) | 2734.32
RT2-09-02d | Snoring sensor. | 9526.79
RT2-09-02e | Body Position sensor. | 10654.68
RT2-09-02f | Automatic CPAP Titration System with manual remote override ability and analogue signal out for connection to the recording system to monitor flow, CPAP pressure leak etc. | 17946.5
RT2-09-02g | Mobile trolley | 12030.51
RT2-09-02h | UPS | 6517.64
RT2-09-02i | Laser printer | 6935.51
RT2-09-02j | Printing paper for atleast 1000 EEG tests | 4551.43
RT2-09-02k | SLEEP ANALYSIS SOFTWARE (UPGRADE) | 74879.24
RT2-09-02l | REPORTING FUNCTIONALITY (UPGRADE) | Included in software Upgrade
# | RT2-09-03
1 | Item Number: RT2-09-03
2 | Item Name: EEG portable
3 | Item Description: An electronic monitoring device to measure and record electrical activity in the brain.
4 | Bidders' Name | Intamarket Medical Technologies | Baroque Medical
4.1 | Make/Brand | Soring | Integra Lifesciences
4.2 | Model | Sonoca 300 | CUSA Excel 9
4.3 | Country of Origin | Germany | Ireland
4.4 | Lead time | 2-7 Days | 7-28 Days
5 | Replacement Accessories & Consumables List
RT2-09-03a | Shear tip | 24985 | 10400.49
RT2-09-03b | Micro tip | 24985 | 7914.76
RT2-09-03c | Micro tip plus | 24985 | 7914.76
RT2-09-03d | Suction cannister | 10200 | Not offered
RT2-09-03e | Suction tubing | 20344 | 4746.4
RT2-09-03f | Intenal vacuum filter | Not Offered | Not offered
RT2-09-03g | External vaccum filter | Not Offered | Not offered
RT2-09-03h | Cleaning brush | 2000 | Not offered
RT2-09-03i | foot switch | 13880 | Not offered
# | RT2-09-05
1 | Item Number: RT2-09-05
2 | Item Name: Microscope, Neurosurgery, Mobile
3 | Item Description: A surgical microscope suitable for neurosurgery and spinal surgery with an 540 degrees variable angle binocular tube configuration with foot pedal and an external monitor. The microscope must have image storage and a 3 CCD high definition camera.
4 | Bidders' Name | Intamarket Medical Technologies | Carl Zeiss
4.1 | Make/Brand | LEICA | Zeiss
4.2 | Model | Provido | Tivato 700
4.3 | Country of Origin | Germany | Germany
4.4 | Lead time | 4 Weeks | 4-6 Weeks
5 | Replacement Accessories & Consumables List
RT2-09-05a | Binocular tubes | 102545 | 108758.4
RT2-09-05b | Autoclavable handle | Not offered | 1856
RT2-09-05c | Eyepiece cups | 11463 | 8302.4
RT2-09-05d | Wireless or wired foot pedal | 97854 | 59744
RT2-09-05e | Dustcover | 1733 | 4304
RT2-09-05f | Second observer | 150495 | 108758.4
RT2-09-05g | Video adapter | integrated | 148305.6
RT2-09-05h | Objective lense: 200mm - 600mm | integrated | 0
RT2-09-05i | Xenon illumination system | 20700 | 38272
RT2-09-05j | Stereo co-observation tube/Teaching piece | 84287 | 190365.6

## Category 10 Sterilization
RT2-2021 SUPPLY, DELIVERY, INSTALLATION, COMMISSIONING AND MAINTENANCE OF MEDICAL EQUIPMENT TO THE STATE FOR THE PERIOD 01 DECEMBER 2021 TO 30 NOVEMBER 2024
RT2-2021 CONTRACT PRICING WITH REPLACEMENT ACCESSORIES
CATEGORY 10: STERILIZATION & DISINFECTION EQUIPMENT (Sterilizers & Instrument Washers)
# | RT2-10-01
1 | Item Number: RT2-10-01
2 | Item Name: AUTOCLAVE - TABLETOP 24-30 LITERS
3 | Item Description: A strong sealed chamber in which surgical instruments, towels, dressings, and other items can be sterilized by steam under raised pressure
4 | Bidders' Name | Ecomed Medical | Trojan Medical | Tecmed Pharma
4.1 | Make/Brand | SHINVA | Sturdy | C.B.M
4.2 | Model | MOST-T24 | SA260MB | SST2200B+P
4.3 | Country of Origin | China | Taiwan | Italy
4.4 | Lead time | 8 Weeks | 6 Weeks | 6-8 Weeks
4.5 | Standard Accessories & Consumables (Starter Pack)
4.5.1 | DIN tray
4.5.2 | Bacteria filters
4.5.3 | Printing paper
5 | Warranty (2-year): Year 1 and Year 2
6 | Warranty Entails: A 2-year warranty against poor workmanship and latent defects and parts. This must be all inclusive and include, BUT NOT LIMITED TO, amongst others, ALL PARTS (including Batteries), Labour, Traveling and Accommodation. The 2-year warranty must also include all quality check, quality assurance requirements, Preventative Maintenance/Calibrations, Software updates and upgrades to be included. This 2-year warranty will commence after formal Commissioning and handover of the equipment.
7 | Unit Price(Inclusive of VAT, Standard Accessories & Consumables, and 2-year Warranty) | 55687.67 | 71265.57 | 121246.06
8 | Estimated Life-span | 10 years | 7 years | 7-10 years
# | RT2-10-02
1 | Item Number: RT2-10-02
2 | Item Name: AUTOCLAVE - TABLETOP 32-38 LITERS
3 | Item Description: A strong sealed chamber in which surgical instruments, towels, dressings, and other items can be sterilized by steam under raised pressure
4 | Bidders' Name | Trojan Medical
4.1 | Make/Brand | Sturdy
4.2 | Model | SA300MB
4.3 | Country of Origin | Taiwan
4.4 | Lead time | 6 Weeks
4.5 | Standard Accessories & Consumables (Starter Pack)
4.5.1 | DIN tray
4.5.2 | Bacteria filters
4.5.3 | Printing paper
5 | Warranty (2-year): Year 1 and Year 2
6 | Warranty Entails: A 2-year warranty against poor workmanship and latent defects and parts. This must be all inclusive and include, BUT NOT LIMITED TO, amongst others, ALL PARTS (including Batteries), Labour, Traveling and Accommodation. The 2-year warranty must also include all quality check, quality assurance requirements, Preventative Maintenance/Calibrations, Software updates and upgrades to be included. This 2-year warranty will commence after formal Commissioning and handover of the equipment.
7 | Unit Price(Inclusive of VAT, Standard Accessories & Consumables, and 2-year Warranty) | 117382.11
8 | Estimated Life-span | 7 years
# | RT2-10-03
1 | Item Number: RT2-10-03
2 | Item Name: AUTOCLAVE - TABLETOP 40-50 LITERS
3 | Item Description: A strong sealed chamber in which surgical instruments, towels, dressings, and other items can be sterilized by steam under raised pressure
4 | Bidders' Name | Trojan Medical
4.1 | Make/Brand | Sturdy
4.2 | Model | SA302MB
4.3 | Country of Origin | Taiwan
4.4 | Lead time | 6 Weeks
4.5 | Standard Accessories & Consumables (Starter Pack)
4.5.1 | DIN tray
4.5.2 | Bacteria filters
4.5.3 | Printing paper
5 | Warranty (2-year): Year 1 and Year 2
6 | Warranty Entails: A 2-year warranty against poor workmanship and latent defects and parts. This must be all inclusive and include, BUT NOT LIMITED TO, amongst others, ALL PARTS (including Batteries), Labour, Traveling and Accommodation. The 2-year warranty must also include all quality check, quality assurance requirements, Preventative Maintenance/Calibrations, Software updates and upgrades to be included. This 2-year warranty will commence after formal Commissioning and handover of the equipment.
7 | Unit Price(Inclusive of VAT, Standard Accessories & Consumables, and 2-year Warranty) | 131220.09
8 | Estimated Life-span | 7 years
# | RT2-10-04
1 | Item Number: RT2-10-04
2 | Item Name: AUTOCLAVE - ULTRASONIC CLEANER
3 | Item Description: The technical specification establishes the requirements for the supply, delivery, installation, demonstration and commissioning of an ultrasonic cleaner for use in theatres and CSSD's
4 | Bidders' Name | SSEM-Mthembu Medical | Safmed (Offer 2)
4.1 | Make/Brand | Steelco | MEDISAFE
4.2 | Model | US80 | SI DIGITAL PC+S
4.3 | Country of Origin | Italy | United Kingdom
4.4 | Lead time | 6-8 Weeks | 8-12 Weeks
4.5 | Standard Accessories & Consumables (Starter Pack)
4.5.1 | Wire basket
4.5.2 | Lid
5 | Warranty (2-year): Year 1 and Year 2
6 | Warranty Entails: A 2-year warranty against poor workmanship and latent defects and parts. This must be all inclusive and include, BUT NOT LIMITED TO, amongst others, ALL PARTS (including Batteries), Labour, Traveling and Accommodation. The 2-year warranty must also include all quality check, quality assurance requirements, Preventative Maintenance/Calibrations, Software updates and upgrades to be included. This 2-year warranty will commence after formal Commissioning and handover of the equipment.
7 | Unit Price(Inclusive of VAT, Standard Accessories & Consumables, and 2-year Warranty) | 220634.17 | 121500
8 | Estimated Life-span | 10-15 years | 7 years
# | RT2-10-05
1 | Item Number: RT2-10-05
2 | Item Name: HEAT SEALING MACHINE
3 | Item Description: The technical specification establishes the requirements for the supply, delivery, installation, demonstration and commissioning of a heat sealing machine
4 | Bidders' Name | Medhold Medical (Offer 2) | Medhold Medical (Offer 3) | Safmed (Offer 2)
4.1 | Make/Brand | Getinge | Getinge | FAMOS
4.2 | Model | Proseal Plus | Proseal Primium | F108 TX PROTEC
4.3 | Country of Origin | Germany | Germany | Netherlands
4.4 | Lead time | 8-12 Weeks | 8-12 Weeks | 8-12 Weeks
4.5 | Standard Accessories & Consumables (Starter Pack)
4.5.1 | Wire basket
4.5.2 | Lid
5 | Warranty (2-year): Year 1 and Year 2
6 | Warranty Entails: A 2-year warranty against poor workmanship and latent defects and parts. This must be all inclusive and include, BUT NOT LIMITED TO, amongst others, ALL PARTS (including Batteries), Labour, Traveling and Accommodation. The 2-year warranty must also include all quality check, quality assurance requirements, Preventative Maintenance/Calibrations, Software updates and upgrades to be included. This 2-year warranty will commence after formal Commissioning and handover of the equipment.
7 | Unit Price(Inclusive of VAT, Standard Accessories & Consumables, and 2-year Warranty) | 69798.78 | 84027.64 | 61900
8 | Estimated Life-span | 10 years | 10 years | 10 years
# | RT2-10-06
1 | Item Number: RT2-10-06
2 | Item Name: AUTOCLAVE - PLASMA STERILIZER, LOW TEMPERATURE, 35- 50L
3 | Item Description: Low Temperature Sterilizer that deliver rapid and safe sterilization for delicate intruments that are sensitive to heat and moisture
4 | Bidders' Name | Safmed
4.1 | Make/Brand | Steris
4.2 | Model | V-PRO S2
4.3 | Country of Origin | Mexico
4.4 | Lead time | 8-12 Weeks
4.5 | Standard Accessories & Consumables (Starter Pack)
4.5.1 | 10 x thermal printing paper rolls
4.5.2 | 2 x Instrument loading trays
4.5.3 | 10 x Hydrogen Peroxide cassettes or Cartridges
4.5.4 | Biological and Chemical Indicators
5 | Warranty (2-year): Year 1 and Year 2
6 | Warranty Entails: A 2-year warranty against poor workmanship and latent defects and parts. This must be all inclusive and include, BUT NOT LIMITED TO, amongst others, ALL PARTS (including Batteries), Labour, Traveling and Accommodation. The 2-year warranty must also include all quality check, quality assurance requirements, Preventative Maintenance/Calibrations, Software updates and upgrades to be included. This 2-year warranty will commence after formal Commissioning and handover of the equipment.
7 | Unit Price(Inclusive of VAT, Standard Accessories & Consumables, and 2-year Warranty) | 1262495
8 | Estimated Life-span | 10 years
# | RT2-10-07
1 | Item Number: RT2-10-07
2 | Item Name: PLASMA STERILIZER, LOW TEMPERATURE, 85-110L
3 | Item Description: Low Temperature Sterilizer that deliver rapid and safe sterilization for delicate intruments that are sensitive to heat and moisture
4 | Bidders' Name | Mediclave | Safmed
4.1 | Make/Brand | Laoken | STERIS
4.2 | Model | LK/MJG-100 | V-PRO MAX 2
4.3 | Country of Origin | China | Mexico
4.4 | Lead time | 8 Weeks | 8-12 Weeks
4.5 | Standard Accessories & Consumables (Starter Pack)
4.5.1 | 10 x thermal printing paper rolls
4.5.2 | 4 x Instrument loading trays
4.5.3 | 10 x Hydrogen Peroxide cassettes or Cartridges
4.5.4 | Biological and Chemical Indicators
5 | Warranty (2-year): Year 1 and Year 2
6 | Warranty Entails: A 2-year warranty against poor workmanship and latent defects and parts. This must be all inclusive and include, BUT NOT LIMITED TO, amongst others, ALL PARTS (including Batteries), Labour, Traveling and Accommodation. The 2-year warranty must also include all quality check, quality assurance requirements, Preventative Maintenance/Calibrations, Software updates and upgrades to be included. This 2-year warranty will commence after formal Commissioning and handover of the equipment.
7 | Unit Price(Inclusive of VAT, Standard Accessories & Consumables, and 2-year Warranty) | 1128034.73 | 1647045
8 | Estimated Life-span | 10 years | 10 years
# | RT2-10-08
1 | Item Number: RT2-10-08
2 | Item Name: PLASMA STERILIZER, LOW TEMPERATURE, 145-160L
3 | Item Description: Low Temperature Sterilizer that deliver rapid and safe sterilization for delicate intruments that are sensitive to heat and moisture
4 | Bidders' Name | Mediclave
4.1 | Make/Brand | Laoken
4.2 | Model | LK/MJG-100
4.3 | Country of Origin | China
4.4 | Lead time | 8 Weeks
4.5 | Standard Accessories & Consumables (Starter Pack)
4.5.1 | 10 x thermal printing paper rolls
4.5.2 | 4 x Instrument loading trays
4.5.3 | 10 x Hydrogen Peroxide cassettes or Cartridges
4.5.4 | Biological and Chemical Indicators
5 | Warranty (2-year): Year 1 and Year 2
6 | Warranty Entails: A 2-year warranty against poor workmanship and latent defects and parts. This must be all inclusive and include, BUT NOT LIMITED TO, amongst others, ALL PARTS (including Batteries), Labour, Traveling and Accommodation. The 2-year warranty must also include all quality check, quality assurance requirements, Preventative Maintenance/Calibrations, Software updates and upgrades to be included. This 2-year warranty will commence after formal Commissioning and handover of the equipment.
7 | Unit Price(Inclusive of VAT, Standard Accessories & Consumables, and 2-year Warranty) | 1357457.29
8 | Estimated Life-span | 10 years
# | RT2-10-09
1 | Item Number: RT2-10-09
2 | Item Name: ENDOSCOPE WASHER
3 | Item Description: An automatic machine used for the reprocessing of flexible endospes
4 | Bidders' Name | SSEM-Mthembu Medical (Offer 1)
4.1 | Make/Brand | Steelco
4.2 | Model | EW1
4.3 | Country of Origin | Italy
4.4 | Lead time | 6-8 Weeks
5 | Warranty (2-year): Year 1 and Year 2
6 | Warranty Entails: A 2-year warranty against poor workmanship and latent defects and parts. This must be all inclusive and include, BUT NOT LIMITED TO, amongst others, ALL PARTS (including Batteries), Labour, Traveling and Accommodation. The 2-year warranty must also include all quality check, quality assurance requirements, Preventative Maintenance/Calibrations, Software updates and upgrades to be included. This 2-year warranty will commence after formal Commissioning and handover of the equipment.
7 | Unit Price(Inclusive of VAT, Standard Accessories & Consumables, and 2-year Warranty) | 418995.01
8 | Estimated Life-span | 10-15 years

## Cat 10 Replacement Accessories
RT2-2021 SUPPLY, DELIVERY, INSTALLATION, COMMISSIONING AND MAINTENANCE OF MEDICAL EQUIPMENT TO THE STATE FOR THE PERIOD 01 DECEMBER 2021 TO 30 NOVEMBER 2024
REPLACEMENT ACCESSORIES
CATEGORY 10: STERILIZATION & DISINFECTION EQUIPMENT (Sterilizers & Instrument Washers)
# | RT2-10-01
1 | Item Number: RT2-10-01
2 | Item Name: Autoclave - Tabletop 24-30 Liters
3 | Item Description: A strong sealed chamber in which surgical instruments, towels, dressings, and other items can be sterilized by steam under raised pressure
4 | Bidders' Name | Trojan Medical | Ecomed Medical | Tecmed Pharma
4.1 | Make/Brand | Sturdy | SHINVA | C.B.M
4.2 | Model | SA260MB | MOST-T24 | SST2200B+P
4.3 | Country of Origin | Taiwan | China | Italy
4.4 | Lead time | 6 weeks |  | 6-8 weeks
5 | Replacement Accessories & Consumables List
RT2-10-01a | DIN tray | 3658.89 | 2394.8 | 4881.8
RT2-10-01b | Bacteria filters | 500.65 | 694.49 | 1252.45
RT2-10-01c | Printing paper | 57.89 | 148.37 | Not Offered
# | RT2-10-02
1 | Item Number: RT2-10-02
2 | Item Name: Autoclave - Tabletop 32-38 Liters
3 | Item Description: A strong sealed chamber in which surgical instruments, towels, dressings, and other items can be sterilized by steam under raised pressure
4 | Bidders' Name | Trojan Medical
4.1 | Make/Brand | Sturdy
4.2 | Model | SA300MB
4.3 | Country of Origin | Taiwan
4.4 | Lead time | 6 weeks
5 | Replacement Accessories & Consumables List
RT2-10-02a | DIN tray | 4853.13
RT2-10-02b | Bacteria filters | 500.65
RT2-10-02c | Printing paper | 57.89
# | RT2-10-03
1 | Item Number: RT2-10-03
2 | Item Name: Autoclave - Tabletop 40-50 Liters
3 | Item Description: A strong sealed chamber in which surgical instruments, towels, dressings, and other items can be sterilized by steam under raised pressure
4 | Bidders' Name | Trojan Medical
4.1 | Make/Brand | Sturdy
4.2 | Model | SA302MB
4.3 | Country of Origin | Taiwan
4.4 | Lead time | 6 weeks
5 | Replacement Accessories & Consumables List
RT2-10-02a | DIN tray | 5045.57
RT2-10-02b | Bacteria filters | 500.65
RT2-10-02c | Printing paper | 57.89
# | RT2-10-05
1 | Item Number: RT2-10-05
2 | Item Name: HEAT SEALING MACHINE
3 | Item Description: The technical specification establishes the requirements for the supply, delivery, installation, demonstration and commissioning of a heat sealing machine
4.4 | Lead time | 8-12 Weeks
4 | Bidders' Name | SAFMED
RT2-10-05a | Roller Front Table | R8100.00
# | RT2-10-06
1 | Item Number: RT2-10-06
2 | Item Name: Autoclave - Plasma Sterilizer, Low Temperature, 35- 50l
3 | Item Description: Low Temperature Sterilizer that deliver rapid and safe sterilization for delicate intruments that are sensitive to heat and moisture
4 | Bidders' Name | SAFMED
4.1 | Make/Brand | Steris | Steris
4.2 | Model | V-PRO S2 | V-PRO S2
4.3 | Country of Origin | Mexico | Mexico
4.4 | Lead time | 8-12 weeks | 8-12 weeks
5 | Replacement Accessories & Consumables List
RT2-10-06a | Thermal printing paper rolls (Pk of 10) | 795 | 915
RT2-10-06b | Instrument loading tray | 3800 | 4370
RT2-10-06c | Hydrogen Peroxide cassettes or Cartridges (Pk of 5) | (3 cartridges (60 standard cycles)) R 13,100 | 0
RT2-10-06d | Biological Indicators | 4665 | 5350
RT2-10-06e | Chemical Indicators | 550
# | RT2-10-07
1 | Item Number: RT2-10-07
2 | Item Name: Plasma Sterilizer, Low Temperature, 85-110l
3 | Item Description: Low Temperature Sterilizer that deliver rapid and safe sterilization for delicate intruments that are sensitive to heat and moisture
4 | Bidders' Name | Mediclave | SAFMED
4.1 | Make/Brand | Laoken | STERIS
4.2 | Model | LK/MJG-100 | V-PRO MAX 2
4.3 | Country of Origin | China | Mexico
4.4 | Lead time | 7 days | 8-12 weeks
5 | Replacement Accessories & Consumables List
RT2-10-07a | Thermal printing paper rolls (Pk of 10) | 28.75 | 795
RT2-10-07b | Instrument loading tray | 1054.5 | 7600
RT2-10-07c | Hydrogen Peroxide cassettes or Cartridges (Pk of 5) | 3910 | (3 cartridges (45 standard cycles) R 13,100
RT2-10-07d | Biological Indicators | 9845.75 | 4665
RT2-10-07e | Chemical Indicators | Not offered | 550
# | RT2-10-08
1 | Item Number: RT2-10-08
2 | Item Name: Plasma Sterilizer, Low Temperature, 145-160l
3 | Item Description: Low Temperature Sterilizer that deliver rapid and safe sterilization for delicate intruments that are sensitive to heat and moisture
4 | Bidders' Name | Mediclave
4.1 | Make/Brand | Laoken
4.2 | Model | LK/MJG-150
4.3 | Country of Origin | China
4.4 | Lead time | 7 days
5 | Replacement Accessories & Consumables List
RT2-10-08a | Thermal printing paper rolls (Pk of 10) | 28.75
RT2-10-08b | Instrument loading tray | 1054.5
RT2-10-08c | Hydrogen Peroxide cassettes or Cartridges (Pk of 5) | 3910
RT2-10-08d | Biological Indicators | 9845.75

## Category 13 Building Alteration
RT2-2021 SUPPLY, DELIVERY, INSTALLATION, COMMISSIONING AND MAINTENANCE OF MEDICAL EQUIPMENT TO THE STATE FOR THE PERIOD 01 DECEMBER 2021 TO 30 NOVEMBER 2024
RT2-2021 CONTRACT PRICING WITH REPLACEMENT ACCESSORIES
CATEGORY 13: BUILDING ALTERATIONS ITEMS (Installation Excluded Cost)
# | RT2-13-01
1 | Item Number: RT2-13-01
2 | Item Name: INSTRUMENT WASHER, UNDER COUNTER
3 | Item Description: Under counter Intrument Washer for cleaning, thermal disinfecting and drying surgical instruments, glassware and anesthesia material
4 | Suppliers' Name | SSEM-Mthembu Medical (Offer 1 ) | SSEM-Mthembu Medical (Offer 2 ) | Safmed | Medhold Medical (Offer 1)
4.1 | Make/Brand | Steelco | Steelco | KEN HYGIENE SYSTEMS | Getinge
4.2 | Model | DS500CL | DS500CL (With Baby Bottles) | KEN IQ3 | Getinge WD15 Claro
4.3 | Country of Origin | Italy | Italy | Denmark | China
4.4 | Lead time | 8 Weeks | 8 Weeks | 8 to 12 Weeks | 8 Weeks
4.5 | Standard Accessories & Consumables (Starter Pack)
4.5.1 | Heat resistant gloves
4.5.2 | 10 x thermal printing paper rolls
4.5.3 | 4x DIN Instrument trays
4.5.4 | 2L cleaning detergent
4.5.5 | 2L Rinse
4.5.6 | 1x Loading trolley
5 | Warranty (2-year): Year 1 and Year 2
6 | Warranty Entails: A 2-year warranty against poor workmanship and latent defects and parts. This must be all inclusive and include, BUT NOT LIMITED TO, amongst others, ALL PARTS (including Batteries), Labour, Traveling and Accommodation. The 2-year warranty must also include all quality check, quality assurance requirements, Preventative Maintenance/Calibrations, Software updates and upgrades to be included. This 2-year warranty will commence after formal Commissioning and handover of the equipment.
7 | Unit Price(Inclusive of VAT, Standard Accessories & Consumables, and 2-year Warranty) | 192066.49 | 205071.51 | 279655 | 440731.9507
| B-BBEE Points Claimed | 6 | 6 | 6 | -26.5216
| Points scored for Price | 90 | 83.906 | 48.9571 | 9
| Total Points scored | 96 | 89.906 | 54.9571 | -17.5216
8 | Estimated Life-span | 10-15 years | 10-15 years | 10 years | 10 -15 years
# | RT2-13-02
1 | Item Number: RT2-13-02
2 | Item Name: INSTRUMENT WASHER, SINGLE DOOR
3 | Item Description: Free standing intrument washer for cleaning, thermal disinfecting and drying surgical instruments, glassware and anesthesia material
4 | Suppliers' Name | SSEM-Mthembu Medical (Offer 1) | Class Three Medical Solution | Mbuso Medical Supplies | Tecmed Pharma | Medhold Medical (Offer 4) | Safmed (Offer 1) | Safmed (Offer 2)
4.1 | Make/Brand | Steelco | AT-OS SRL | TBT TURKEY | Belimed AG | Getinge | KEN | KEN
4.2 | Model | DS600/1 | AWD655-10 | PLUSHER WDS12 | WD200 SD | 8668 SD (5 level loading cart) | IQ4 | IQ5
4.3 | Country of Origin | Italy | Italy | Turkey | Switzerland | Sweden | Denmark | Denmark
4.4 | Lead time | 8 Weeks | 2-8 Weeks | 4-8 Weeks | 8 - 12 Weeks | 8-12 Weeks | 12 to 16 Weeks | 12 to 16 Weeks
4.5 | Standard Accessories & Consumables (Starter Pack)
4.5.1 | Heat resistant gloves
4.5.2 | 10 x thermal printing paper rolls
4.5.3 | 8x DIN Instrument trays
4.5.4 | 10L cleaning detergent
4.5.5 | 10L Rinse
4.5.6 | 1x Loading trolley
5 | Warranty (2-year): Year 1 and Year 2
6 | Warranty Entails: A 2-year warranty against poor workmanship and latent defects and parts. This must be all inclusive and include, BUT NOT LIMITED TO, amongst others, ALL PARTS (including Batteries), Labour, Traveling and Accommodation. The 2-year warranty must also include all quality check, quality assurance requirements, Preventative Maintenance/Calibrations, Software updates and upgrades to be included. This 2-year warranty will commence after formal Commissioning and handover of the equipment.
7 | Unit Price(Inclusive of VAT, Standard Accessories & Consumables, and 2-year Warranty) | 305813.93 | 526014.85 | 598979.4 | 653432.21 | 710656.07 | 366955 | 522055
| B-BBEE Points Claimed | 6 | 10 | 10 | 5 | 9 | 6 | 6
| Points scored for Price | 90 | 25.1956 | 3.7224 | -12.3029 | -29.1437 | 72.0064 | 26.361
| Total Points scored | 96 | 35.1956 | 13.7224 | -7.3029 | -20.1437 | 78.0064 | 32.361
8 | Estimated Life-span | 10-15 Years | 10-15 Years | 10 Years | 10 Years | 11-15 Years | 10 Years | 10 Years
# | RT2-13-03
1 | Item Number: RT2-13-03
2 | Item Name: INSTRUMENT WASHER, DOUBLE DOOR
3 | Item Description: Free standing intrument washer for cleaning, thermal disinfecting and drying surgical instruments, glassware and anesthesia material
4 | Suppliers' Name | SSEM-Mthembu Medical (Offer 1) | Mbuso Medical Supplies | Tecmed Pharma | Medhold Medical (Offer 4) | Safmed (Offer 1) | Safmed (Offer 2)
4.1 | Make/Brand | Steelco | TBT TURKEY | Belimed AG | Getinge | KEN | KEN
4.2 | Model | DS600/1 | PLUSHER WDS12 | WD200 DD | 8668 SD (5 level loading cart) | IQ4 | IQ5
4.3 | Country of Origin | Italy | Turkey | Switzerland | Sweden | Denmark | Denmark
4.4 | Lead time | 8 Weeks | 4-8 Weeks | 8 - 12 Weeks | 8-12 Weeks | 12 to 16 Weeks | 12 to 16 Weeks
4.5 | Standard Accessories & Consumables (Starter Pack)
4.5.1 | Heat resistant gloves
4.5.2 | 10 x thermal printing paper rolls
4.5.3 | 8x DIN Instrument trays
4.5.4 | 10L cleaning detergent
4.5.5 | 10L Rinse
4.5.6 | 1x Loading trolley
5 | Warranty (2-year): Year 1 and Year 2
6 | Warranty Entails: A 2-year warranty against poor workmanship and latent defects and parts. This must be all inclusive and include, BUT NOT LIMITED TO, amongst others, ALL PARTS (including Batteries), Labour, Traveling and Accommodation. The 2-year warranty must also include all quality check, quality assurance requirements, Preventative Maintenance/Calibrations, Software updates and upgrades to be included. This 2-year warranty will commence after formal Commissioning and handover of the equipment.
7 | Unit Price(Inclusive of VAT, Standard Accessories & Consumables, and 2-year Warranty) | 346367.3 | 636259.05 | 721720.04 | 776157.03 | 419155 | 612355
| B-BBEE Points Claimed | 6 | 10 | 5 | 9 | 6 | 6
| Points scored for Price | 90 | 14.6746 | -7.5316 | -21.6765 | 71.0869 | 20.8858
| Total Points scored | 96 | 24.6746 | -2.5316 | -12.6765 | 77.0869 | 26.8858
8 | Estimated Life-span | 10-15 Years | 10 Years | 12-15 Years | 10 Years
# | RT2-13-04
1 | Item Number: RT2-13-04
2 | Item Name: THEATER LIGHT, CEILING-MOUNT
3 | Item Description: The requirement is for a double head system, with a main lamp with output of at least 160 000 lux, and a satellite lamp system with output of at least 110 000 lux. All measurements at 1 metre
4 | Suppliers' Name | Ecomed Medical | Evotec Electronics | Respiratory Care Africa (Offer 1) | Medhold Medical (Offer 1) | Medhold Medical (Offer 2) | Class Three Medical Solution | Respiratory Care Africa (Offer 2) | Drager South Africa (Offer 3) | Integrated Medical Systems | Delta Surgical | Safmed | Medhold Medical (Offer 3) | Medhold Medical (Offer 4)
4.1 | Make/Brand | KELING | SHANGHAI HUIFENG MEDICAL INSTRUMENT CO., LTD | Mindray | Getinge | Getinge | BenQ | Mindray | Draeger | Nexor GmbH | Dr Mach | STERIS | Getinge | Getinge
4.2 | Model | KL-LED.STZ4/STZ4 | 700/500LED | HyLED 8600 /8600 | Maquet Volista Access 44 | Maquet Volista Access 64 | TriLite LS810-750 | HyLED X9/X5 | Polaris 600/600 | Nova 700/500 | Mach LED 3SC + 2SC combo | EXLED 2SPOT & 3SPOT | Maquet Volista Standop 64 | Power LED II 55 SB
4.3 | Country of Origin | China | China | China | France | France | Taiwan | China | Germany | Germany | Germany | France | France | France
4.4 | Lead time | 8 Weeks | 4-8 Weeks | 7-9 Weeks | 8 Weeks | 8 Weeks | 2-8 Weeks | 7-9 Weeks | 8-14 Weeks | 6 - 10 Weeks | 8 - 12 Weeks | 8-10 Weeks | 8 Weeks | 8 Weeks
4.5 | Standard Accessories & Consumables (Starter Pack)
4.5.1 | Handles
5 | Warranty (2-year): Year 1 and Year 2
6 | Warranty Entails: A 2-year warranty against poor workmanship and latent defects and parts. This must be all inclusive and include, BUT NOT LIMITED TO, amongst others, ALL PARTS (including Batteries), Labour, Traveling and Accommodation. The 2-year warranty must also include all quality check, quality assurance requirements, Preventative Maintenance/Calibrations, Software updates and upgrades to be included. This 2-year warranty will commence after formal Commissioning and handover of the equipment
7 | Unit Price(Inclusive of VAT, Standard Accessories & Consumables, and 2-year Warranty) | 155614.43 | 184000 | 198491 | 226239.79 | 247850.24 | 304796.22 | 290168 | 273377.8614 | 275000 | 284688.11 | 319100 | 353209.07 | 405378.99
| B-BBEE Points Claimed | 5 | 9 | 9 | 9 | 9 | 10 | 9 | 4 | 5 | 9 | 6 | 9 | 9
| Points scored for Price | 90 | 73.5831 | 65.2022 | 49.1536 | 36.6552 | 3.7203 | 12.1806 | 21.8912 | 20.9531 | 15.3499 | -4.5523 | -24.2794 | -54.452
| Total Points scored | 95 | 82.5831 | 74.2022 | 58.1536 | 45.6552 | 13.7203 | 21.1806 | 25.8912 | 25.9531 | 24.3499 | 1.4477 | -15.2794 | -45.452
8 | Estimated Life-span | 10 Years | 10 Years | 7-10 Years | 10 - 15 years | 10 -15 years | 7-10 Years | 10 Years | 10 - 15 years | 10 - 15 years | 10 - 15 years | 10 Years | 10 -15 years | 10 -15 years

## Cat 13 Replacement Accessories
RT2-2021 SUPPLY, DELIVERY, INSTALLATION, COMMISSIONING AND MAINTENANCE OF MEDICAL EQUIPMENT TO THE STATE FOR THE PERIOD 01 DECEMBER 2021 TO 30 NOVEMBER 2024
REPLACEMENT ACCESSORIES
CATEGORY 13: STERILIZATION & DISINFECTION EQUIPMENT (Sterilizers & Instrument Washers)
# | RT2-13-01
1 | Item Number: RT2-13-01
2 | Item Name: INSTRUMENT WASHER, UNDER COUNTER
3 | Item Description: Under counter Intrument Washer for cleaning, thermal disinfecting and drying surgical instruments, glassware and anesthesia material
4 | Suppliers' Name | SSEM-Mthembu Medical (Offer 1 ) | SSEM-Mthembu Medical (Offer 2 ) | Safmed | Medhold Medical (Offer 1)
4.1 | Make/Brand | Steelco | Steelco | KEN HYGIENE SYSTEMS | Getinge
4.2 | Model | DS500CL | DS500CL (With Baby Bottles) | KEN IQ3 | Getinge WD15 Claro
4.3 | Country of Origin | Italy | Italy | Denmark | China
4.4 | Lead time | 8 Weeks | 8 Weeks | 8 to 12 Weeks | 8 Weeks
5 | Replacement Accessories & Consumables List
RT2-13-01a | Water Pressure booster | 15866.12 | 17629.02 | 15000 | Not offered
RT2-13-01b | Water Purifier | 6656.56 | 7396.18 | (Water purification sytem) R130,000.00 | 25897.13
RT2-13-01c | Heat resistant gloves (Pair) | 234.94 | 234.94 | 575 | 224.89
RT2-13-01d | Thermal printing paper rolls (Pk of 10) | 219.27 | 234.63 | 230 | 1940.63
RT2-13-01e | DIN Instrument tray | 2036.13 | 2262.36 | 10000 | 936.76
RT2-13-01f | 2L cleaning detergent | 939.75 | 1044.16 | 950 | 742.8
RT2-13-01g | 2L Rinse | 1049.39 | 1165.98 | Not offered | 549.84
# | RT2-13-02
1 | Item Number: RT2-13-02
2 | Item Name: INSTRUMENT WASHER, SINGLE DOOR
3 | Item Description: Free standing intrument washer for cleaning, thermal disinfecting and drying surgical instruments, glassware and anesthesia material
4 | Suppliers' Name | SSEM-Mthembu Medical (Offer 1) | Class Three Medical Solution | Mbuso Medical Supplies | Tecmed Pharma | Medhold Medical (Offer 4) | Safmed (Offer 1) | Safmed (Offer 2)
4.1 | Make/Brand | Steelco | AT-OS SRL | TBT TURKEY | Belimed AG | Getinge | KEN | KEN
4.2 | Model | DS600/1 | AWD655-10 | PLUSHER WDS12 | WD200 SD | 8668 SD (5 level loading cart) | IQ4 SD | IQ5 SD
4.3 | Country of Origin | Italy | Italy | Turkey | Switzerland | Sweden | Denmark | Denmark
4.4 | Lead time | 8 Weeks | 2-8 Weeks | 4-8 Weeks | 8 - 12 Weeks | 8-12 Weeks | 12 to 16 Weeks | 12 to 16 Weeks
5 | Replacement Accessories & Consumables List
RT2-13-02a | Water Pressure booster | 15866.12 | Not offered | 1643.71 | 17742.86 | Not offered | 15000 | 15000
RT2-13-02b | Water Purifier | 6656.12 | 4954.7 | 1643.71 | 397264.97 | 25897.13 | 130000 | 130000
RT2-13-02c | Heat resistant gloves (Pair) | 234.94 | 982.28 | 4226.68 | 149.04 | 224.89 | 575 | 575
RT2-13-02d | Thermal printing paper rolls (Pk of 10) | 219.27 | 735.66 | 845.33 | 664.96 | 1940.63 | 23 | 23
RT2-13-02e | DIN Instrument tray | 2036.13 | 4065.88 | 13149.65 | 4793.23 | 936.76 | 2500 | 2500
RT2-13-02f | 5L cleaning detergent | 939.75 | 1316.68 | 1643.71 | 2831.53 | 742.8 | 950 | 950
RT2-13-02g | 10L cleaning detergent | 1754.2 | 1576.21 | 1813.16 | 5389.88 | Not Offered | Not offered | Not offered
RT2-13-02h | 5L Rinse | 1049.39 | Not offered | 1643.71 | 2711.69 | Not Offered | Not offered | Not offered
RT2-13-02i | 10L Rinse | 2114.43 | 1576.21 | 1776.27 | 5246.06 | 549.84 | Not offered | Not offered
RT2-13-02j | Loading trolley | 20629.45 | 28680.59 | 31606.13 | 34768.49 | 10350 | 27200 | 40300
# | RT2-13-03
1 | Item Number: RT2-13-03
2 | Item Name: INSTRUMENT WASHER, DOUBLE DOOR
3 | Item Description: Free standing intrument washer for cleaning, thermal disinfecting and drying surgical instruments, glassware and anesthesia material
4 | Suppliers' Name | SSEM-Mthembu Medical (Offer 1) | Mbuso Medical Supplies | Tecmed Pharma | Medhold Medical (Offer 4) | Safmed (Offer 1) | Safmed (Offer 2)
4.1 | Make/Brand | Steelco | TBT TURKEY | Belimed AG | Getinge | KEN | KEN
4.2 | Model | DS600/1 | PLUSHER WDS12 | WD200 DD | 8668 SD (5 level loading cart) | IQ4 DD | IQ5 DD
4.3 | Country of Origin | Italy | Turkey | Switzerland | Sweden | Denmark | Denmark
4.4 | Lead time | 8 Weeks | 4-8 Weeks | 8 - 12 Weeks | 8-12 Weeks | 12 to 16 Weeks | 12 to 16 Weeks
5 | Replacement Accessories & Consumables List
RT2-13-03a | Water Pressure booster | 15866.12 | 1643.71 | 17742.86 | Not offered | 15000 | 15000
RT2-13-03b | Water Purifier | 6656.56 | 1643.71 | 397264.97 | 25897.13 | 130000 | 130000
RT2-13-03c | Heat resistant gloves (Pair) | 234.94 | 4226.68 | 149.04 | 224.89 | 575 | 575
RT2-13-03d | Thermal printing paper rolls (Pk of 10) | 219.27 | 845.33 | 664.96 | 1940.63 | 23 | 23
RT2-13-03e | DIN Instrument tray | 2036.13 | 13149.65 | 4793.23 | 936.76 | 2500 | 2500
RT2-13-03f | 5L cleaning detergent | 939.75 | 1643.71 | 2831.53 | 742.8 | 950 | 950
RT2-13-03g | 10L cleaning detergent | 1754.2 | 1813.16 | 5389.88 | Not offered | Not offered | Not offered
RT2-13-03h | 5L Rinse | 1049.38 | 1643.71 | 2711.69 | Not offered | Not offered | Not offered
RT2-13-03i | 10L Rinse | 2114.43 | 1776.27 | 5246.06 | 549.84 | Not offered | Not offered
RT2-13-03j | Loading trolley | 20629.45 | 31606.13 | 34768.49 | 24352.94 | 27200 | 40300
# | RT2-13-04
1 | Item Number: RT2-13-04
2 | Item Name: Theater Light, Ceiling-Mount
3 | Item Description:
4 | Bidders' Name | Medhold Medical (Offer 1) | Medhold Medical (Offer 2) | Medhold Medical (Offer 3) | Medhold Medical (Offer 4) | Respiratory Care Africa (Offer 1) | Respiratory Care Africa (Offer 2) | Ecomed Medical | Evotec Electronics | Class Three Medical Solution | Drager South Africa (Offer 3) | Integrated Medical Systems | Delta Surgical | Safmed
4.1 | Make/Brand | Getinge | Getinge | Getinge | Getinge | Mindray | Mindray | KELING | SHANGHAI HUIFENG MEDICAL INSTRUMENT CO., LTD | BenQ | Draeger | Nexor GmbH | Dr Mach | STERIS
4.2 | Model | Maquet Volista Access 44 | Maquet Volista Access 64 | Maquet Volista Standop 64 | Power LED II 55 SB | HyLED 8600 /8600 | HyLED X9/X5 | KL-LED.STZ4/STZ4 | 700/500LED | TriLite LS810-750 | Polaris 600/600 | Nova 700/500 | Mach LED 3SC + 2SC combo | EXLED 2SPOT & 3SPOT
4.3 | Country of Origin | France | France | France | France | China | China | China | China | Taiwan | Germany | Germany | Germany | France
4.4 | Lead time | 7-14 days | 7-14 days | 7-14 days | 7-14 days | 9-12 Weeks /7-14 days Ex-stock | 9-12 Weeks /7-14 days Ex-stock | 8 Weeks | 4-8 Weeks | 2-8 Weeks | 8-14 Weeks | 6 - 10 Weeks | 8 - 12 Weeks | 8-10 Weeks
5 | Replacement Accessories & Consumables List
RT2-13-04a | LED replacement | 549.83 | 549.83 | 549.83 | 549.83 | 1266 | 1266 | 123.64 | 6382.5 | 30361.5 | 3516.6396 | 189 | 153.25 | 2900

## Category 14 Multi-Disciplinary
RT2-2021 SUPPLY, DELIVERY, INSTALLATION, COMMISSIONING AND MAINTENANCE OF MEDICAL EQUIPMENT TO THE STATE FOR THE PERIOD 01 DECEMBER 2021 TO 30 NOVEMBER 2024
RT2-2021 MEDICAL EQUIPMENT CONTRACT PRICING WITH REPLACEMENT ACCESSORIES
CATEGORY 14: MULTI-DISCIPLINARY SPECIALIZED EQUIPMENT
# | RT2-14-01
1 | Item Number: RT2-14-01
2 | Item Name: THEATER TABLE, STANDARD
3 | Item Description: Theatre table on which the patient lies during a surgical operation, universal electronically operated
4 | Suppliers' Name | Drager (Offer 3 - four section) | Drager (Offer 4 - four section) | Drager (Offer 5 - five section) | Drager (Offer 6) | Respiratory Care Africa (Offer 1) | Class Three Medical Solutions
4.1 | Make/Brand | ALVO | ALVO | ALVO | ALVO | Mindray | BenQ Medical
4.2 | Model | SERENADA | SERENADA | SERENADA | RABSODIA | Highbase 6100 Plus | Dr Max 7000SBA
4.3 | Country of Origin | Poland | Poland | Poland | Poland | China | Taiwan
4.4 | Lead time | 8 - 14 Weeks | 8 - 14 Weeks | 8 - 14 Weeks | 8 - 14 Weeks | 6-9 Weeks | 2-8 Weeks
4.5 | Standard Accessories & Consumables (Starter Pack)
4.5.1 | Anaesthetics arm board x 2
4.5.2 | Set of padded Lithotomy poles (manual) with their own universal clamps to allow resting of the calf
4.5.3 | 2 sets of bedside rail clamps
4.5.4 | Anaesthetic screen
4.5.5 | Accessory storage container
5 | Warranty (2-year): Year 1 and Year 2
6 | Warranty Entails: A 2-year warranty against poor workmanship and latent defects and parts. This must be all inclusive and include, BUT NOT LIMITED TO, amongst others, ALL PARTS (including Batteries), Labour, Traveling and Accommodation. The 2-year warranty must also include all quality check, quality assurance requirements, Preventative Maintenance/Calibrations, Software updates and upgrades to be included. This 2-year warranty will commence after formal Commissioning and handover of the equipment.
7 | Unit Price(Inclusive of VAT, Standard Accessories & Consumables, and 2-year Warranty) | 473200.8553 | 481402.9972 | 513254.3589 | 684928.721 | 296347 | 419486.15
8 | Estimated Life-span | 10 Years | 10 Years | 10 Years | 10 Years | 7-10 Years | 10 Years
# | RT2-14-02
1 | RT2-14-02
2 | Item Name: THEATER TABLE, BARIATRIC
3 | Item Description: Theatre table on which the patient lies during a surgical operation, universal electronically operated
4 | Suppliers' Name | Medhold Medical (Offer 2) | Drager South Africa | Respiratory Care Africa (Offer 1) | Safmed | Class Three Medical Solution
4.1 | Make/Brand | Getinge | ALVO | Mindray | STERIS | BenQ Medical
4.2 | Model | Maquet MEERA 7200 | SERENADA B | Hybase 8500 | CMAX 3 | Dr Max 7000SBA
4.3 | Country of Origin | Germany | Poland | China | France | Taiwan
4.4 | Lead time | 8 Weeks | 8 - 14 Weeks | 6 -9 / Ex Stock | 8 to 12 Weeks | 2 to 8 Weeks
4.5 | Standard Accessories & Consumables (Starter Pack)
4.5.1 | Anaesthetics arm board x 2
4.5.2 | Set of padded Lithotomy poles (manual) with their own universal clamps to allow resting of the calf
4.5.3 | 2 sets of bedside rail clamps
4.5.4 | Anaesthetic screen
4.5.5 | Accessory storage container
5 | Warranty (2-year): Year 1 and Year 2
6 | Warranty Entails: A 2-year warranty against poor workmanship and latent defects and parts. This must be all inclusive and include, BUT NOT LIMITED TO, amongst others, ALL PARTS (including Batteries), Labour, Traveling and Accommodation. The 2-year warranty must also include all quality check, quality assurance requirements, Preventative Maintenance/Calibrations, Software updates and upgrades to be included. This 2-year warranty will commence after formal Commissioning and handover of the equipment.
7 | Unit Price(Inclusive of VAT, Standard Accessories & Consumables, and 2-year Warranty) | 676985.4 | 433737.3219 | 570792 | 883750 | 460284.95
8 | Estimated Life-span | 10-15 Years | 7-10 Years | 7-10 Years | 10 Years | 10 Years
# | RT2-14-03
1 | Item Number: RT2-14-03
2 | Item Name: LAPARASCOPE, MID-RANGE
3 | Item Description: The stack system should come complete with monitor, video processor, insufflator, camera console, data management system, laparoscopic rigid scopes, fiber optic light cable and the appropriate trolley
4 | Suppliers' Name | Karl Storz | B Braun Medical
4.1 | Make/Brand | Karl Storz | B Braun
4.2 | Model | Image1 S Full HD camera system | CMOS Full HD camera system
4.3 | Country of Origin | Germany | Germany
4.4 | Lead time | 6 Weeks | 2 Weeks
5 | Warranty (2-year): Year 1 and Year 2
6 | Warranty Entails: A 2-year warranty against poor workmanship and latent defects and parts. This must be all inclusive and include, BUT NOT LIMITED TO, amongst others, ALL PARTS (including Batteries), Labour, Traveling and Accommodation. The 2-year warranty must also include all quality check, quality assurance requirements, Preventative Maintenance/Calibrations, Software updates and upgrades to be included. This 2-year warranty will commence after formal Commissioning and handover of the equipment.
7 | Unit Price(Inclusive of VAT, Standard Accessories & Consumables, and 2-year Warranty) | 1111561.84 | 640418.01
8 | Estimated Life-span |  | 10 Years
# | RT2-14-04
1 | Item Number: RT2-14-04
2 | Item Name: LAPARASCOPE, HIGH-END (3D)
3 | Item Description: The stack system should come complete with monitor, video processor, insufflator, camera console, data management system, laparoscopic rigid scopes, fiber optic light cable and the appropriate trolley
4 | Suppliers' Name | Karl Storz
4.1 | Make/Brand | Karl Storz
4.2 | Model | Image1 S Camera System
4.3 | Country of Origin | Germany
4.4 | Video Processor: Make & Model | TC200EN + TC300 + TC302 (Image1 S connect,H3-link & D3link modues)
4.5 | HD camera head (Urology specific Camera Head must be substituted and supplied for Urology): Make & Model | TH100 & TH103 (H3-Z 3-chip FHD, H3-P 3-Chip FHD Pendulam
4.6 | CO2 Insufflator: Make & Model | UI400S1 (Endoflator 40 SCB)
4.7 | Light Source: Make & Model | TL300 (Power LED 300 with integrated SCB)
4.8 | Monitor: Make & Model | 26" 3D Monitor (TM263)
4.9 | Data Management System | WD350-EM (AIDA)
4.10 | Printer | Karl Storz 549MG (USB colour printer)
4.11 | Lead time | 6 Weeks
5 | Warranty (2-year): Year 1 and Year 2
6 | Warranty Entails: A 2-year warranty against poor workmanship and latent defects and parts. This must be all inclusive and include, BUT NOT LIMITED TO, amongst others, ALL PARTS (including Batteries), Labour, Traveling and Accommodation. The 2-year warranty must also include all quality check, quality assurance requirements, Preventative Maintenance/Calibrations, Software updates and upgrades to be included. This 2-year warranty will commence after formal Commissioning and handover of the equipment.
7 | Unit Price(Inclusive of VAT, Standard Accessories & Consumables, and 2-year Warranty) | 1687491.42
8 | Estimated Life-span | 7-10 Years
# | RT2-14-05
1 | Item Number: RT2-14-05
2 | Item Name: LAPSCOPE INSTRUMENTS
3 | Suppliers' Name | Karl Storz | Medhold Medical | B Braun Medical | East Coast Medial Northern Region
RT2-14-05a | Straight Forward Telescope 0° enlarged view, diameter 10 mm, length 29-31 cm, autoclavable, fiber optic light transmission incorporated | 57496.14 | 66283.31 | 20246.85 | 43446.47
RT2-14-05b | Straight Forward Telescope 0° enlarged view, diameter 5 mm, length 29-31 cm, autoclavable, fiber optic light transmission incorporated | 48994.56 | 72911.65 | 15583.33 | 32080.73
RT2-14-05c | Straight Forward Telescope 0° enlarged view, diameter 2.5 mm, length 29-31 cm, autoclavable, fiber optic light transmission incorporated | 48994.56 | 76225.81 | Not Offered | Not Offered
RT2-14-05d | Forward-Oblique Telescope 30° enlarged view, diameter 10 mm, length 29-31 cm, autoclavable, fiber optic light transmission incorporated | 58547.9 | 79539.98 | 20477.13 | 43446.47
RT2-14-05e | Forward-Oblique Telescope 30° enlarged view, diameter 5 mm, length 29-31 cm, autoclavable, fiber optic light transmission incorporated | 49695.74 | 68004.13 | 16382.51 | 32080.73
RT2-14-05f | Forward-Oblique Telescope 30° enlarged view, diameter 2.5 mm, length 29-31 cm, autoclavable, fiber optic light transmission incorporated | 50046.32 | 68004.13 | 18096.62 | Not Offered
RT2-14-05g | Plastic Container for Sterilizing and Storage, perforated, with lid, for two-level storage, for use with 30 cm and 36 cm intruments , external dimensions ( w x d x h ): 600 mm x 145 mm x 260 mm | 13420.96 | 27905.26 | R 1 647,75 R 5 271,20 R 1 571,18 R 785,39 R 16,41 | 3452.5
RT2-14-05h | Laparoscopic Needle Holder | 12884.19 | 17962.76 | 11742.55 | 3584.89
RT2-14-05i | VERESS Pneumoperitoneum needle, with spring -loaded blunt stylet, LUER-Lock, length 10cm | 1745.07 | 26281.27 | 430.23 | 932.88
RT2-14-05j | Trocar size, 11mm,with insufflation stopcock, Cannula with thread, length 100mm(max 110mm) | 6374.53 | No Bid | 3792.56 | 4248.1
RT2-14-05k | Trocar size, 3.5mm,with insufflation stopcock, Cannula with thread, length 100mm(max 110mm) | 6450.41 | No Bid | 3090.22 | Not Offered
RT2-14-05l | Trocar size, 6mm,with insufflation stopcock, Cannula with thread, length 100mm(max 110mm) | 6981.52 | No Bid | 3090.22 | 4248.1
# | RT2-14-06
1 | Item Number: RT2-14-05
2 | Item Name: ENDOSCOPIC & EXOSCOPIC, VIDEO SYSTEM, NEUROSURGERY
3 | Item Description: An endoscopic stack system with appropriate endoscopes that have been designed for use in Neurosurgical procedures
4 | Suppliers' Name | Karl Storz
4.1 | Make/Brand | Karl Storz
4.2 | Model | Image1 S Rubina
4.3 | Country of Origin | Germany
4.4 | Video Processor: Make & Model | TC201EN & TC302 & TC304
4.5 | HD camera head | 4URubina 4k camera
4.6 | Light Source: Make & Model | LED Rubina TL400
4.7 | Monitor: Make & Model | 4k-3D Surgical monitor
4.8 | Data Management System | AIDA doc system
4.9 | Printer | Karl Storz
4.10 | Lead time | 6 Weeks
4.11 | Standard Accessories & Consumables (Starter Pack)
4.11.1 | Neurosurgery endoscopes
4.6.2 | Tray for cleaning, sterilising and storing endoscopes
4.6.3 | 3D glasses or clip-ons
5 | Warranty (2-year): Year 1 and Year 2
6 | Warranty Entails: A 2-year warranty against poor workmanship and latent defects and parts. This must be all inclusive and include, BUT NOT LIMITED TO, amongst others, ALL PARTS (including Batteries), Labour, Traveling and Accommodation. The 2-year warranty must also include all quality check, quality assurance requirements, Preventative Maintenance/Calibrations, Software updates and upgrades to be included. This 2-year warranty will commence after formal Commissioning and handover of the equipment.
7 | Unit Price(Inclusive of VAT, Standard Accessories & Consumables, and 2-year Warranty) | 2559836.09
8 | Estimated Life-span | 7-10 Years
# | RT2-14-07
1 | Item Number: RT2-14-07
2 | Item Name: VIDEO ENDOSCOPIC SYSTEM
3 | Item Description: To help diagnose and treat gastroeasophageal pathology in patients.
4 | Suppliers' Name | Karl Storz | Tecmed Pharma (Offer 1) | Tecmed Pharma Offer 2 | Tecmed Pharma Offer 3
4.1 | Make/Brand | Karl Storz | Pentax Medical | Pentax Medical | Pentax Medical
4.2 | Model | Video Endoscopic System | EPK-3000 (Defina) | EPK-i5000 | EPK-i7010 (Optivista Plus)
4.3 | Country of Origin | Germany | JAPAN | JAPAN | JAPAN
4.4 | Video Processor: Make & Model | TC200EN connect module & TC301 xlink module | Pentax Medical- EPK-3000 | Pentax Medical- EPK-i5000 | Pentax Medical- EPK-i7010 (Optivista Plus)
4.5 | Light Source: Make & Model | TL100S1 light source Cold light | Pentax Medical- EPK-3000 | Pentax Medical- EPK-i5000 | Pentax Medical- EPK-i7010 (Optivista Plus)
4.6 | Monitor: Make & Model | FSN FS-P2604D (KS144 Medical Monitor) | Beacon | Beacon | Beacon
4.7 | Image Management System | WD350-EN AIDA with smart screen | Sony, HVO-3300MT | Sony, HVO-3300MT | Sony, HVO-3300MT
4.8 | Printer | Karl Storz 549NG colour printer with 549MT | SONY, UP-DR80MD | SONY, UP-DR80MD | SONY, UP-DR80MD
4.9 | Standard Accessories & Consumables (Starter Pack)
4.9.1 | Video Connecting Cable
4.9.2 | Irrigation tube
4.9.3 | Suction valve
4.9.4 | Suction bottle
4.9.5 | Scope sterilization/cleaning trolley
4.9.6 | Endoscopy cart/trolley
4.9.7 | Mouth guard
4.9.8 | Leak tester
4.10 | Lead time | 6 Weeks | 6-8 Weeks | 6-8 Weeks | 6-8 Weeks
5 | Warranty (2-year): Year 1 and Year 2
6 | Warranty Entails: A 2-year warranty against poor workmanship and latent defects and parts. This must be all inclusive and include, BUT NOT LIMITED TO, amongst others, ALL PARTS (including Batteries), Labour, Traveling and Accommodation. The 2-year warranty must also include all quality check, quality assurance requirements, Preventative Maintenance/Calibrations, Software updates and upgrades to be included. This 2-year warranty will commence after formal Commissioning and handover of the equipment.
7 | Unit Price(Inclusive of VAT, Standard Accessories & Consumables, and 2-year Warranty) | 793553.68 | 695733.06 | 872836.03 | 1077898.14
8 | Estimated Life-span | 7-10 Years | 8-10 Years | 8-10 Years | 8-10 Years

## Cat 14 Replacement Accessories
RT2-2021 SUPPLY, DELIVERY, INSTALLATION, COMMISSIONING AND MAINTENANCE OF MEDICAL EQUIPMENT TO THE STATE FOR THE PERIOD 01 DECEMBER 2021 TO 30 NOVEMBER 2024
REPLACEMENT ACCESSORIES
CATEGORY 14: MULTI-DISCIPLINARY SPECIALIZED EQUIPMENT
# | RT2-14-01
1 | Item Number: RT2-14-01
2 | Item Name: Theater Table, Standard
3 | Item Description: Theatre table on which the patient lies during a surgical operation, universal electronically operated
4 | Suppliers' Name | Drager (OFFER 3) | Drager (OFFER 4) | Drager (OFFER 5) | Drager (OFFER 6) | Respiratory Care Africa (Offer 1) | Class Three Medical Solution
4.1 | Make/Brand | ALVO | ALVO | ALVO | ALVO | Mindray | BenQ Medical
4.2 | Model | SERENADA | SERENADA | SERENADA | RABSODIA | Highbase 6100 Plus | Dr Max 7000SBA
4.3 | Country of Origin | Poland | Poland | Poland | Poland | China | Taiwan
4.4 | Lead time | 8 - 12 weeks | 8 - 12 weeks | 8 - 12 weeks | 8 - 12 weeks | 9-12 Weeks /7-14 days Ex-stock | 60 Days
5 | Replacement Accessories & Consumables List
RT2-14-01a | Orthopaedic Accessories Set (Compatible with RT2-14-01 & RT2-14-02)
1.1 | Neuro Head Support, Horseshoe Head Support | 25137.0112 | 25137.0112 | 25137.0112 | 25137.0112 | R 5 028.57 | 11120.2
1.2 | Orthopaedic extension unit (complete to accommodate upper & lower limp surgery) | 151571.68 | 151571.68 | 151571.68 | 151571.68 | 118800 | 43772.3
1.3 | Back section extention | 13293.1312 | 13293.1312 | 13293.1312 | 13293.1312 | 25 143.00 | 10198.7
1.4 | Arm hand table | 12768.4023 | 12768.4023 | 12768.4023 | 12768.4023 | 18 857.00 | 14731.45
1.5 | Shoulder plate | 11044.2932 | 11044.2932 | 11044.2932 | 11044.2932 | 1.5.1 Left shoulder support with pad (one piece,Heavy version with one piece of heavy quadrate universal clamp and pad) [R 5342.86] 1.5.2 Right shoulder support with pad (one piece,Heavy version with one piece of heavy quadrate universal clamp and pad) [R 4714.29] | 48210.28
1.6 | Orthopaedic Accessory cart | 19989.6709 | 19989.6709 | 19989.6709 | 19989.6709 | R22 000.00 | 6846.23
1.7 | Patient strapping | 1124.419 | 1124.419 | 1124.419 | 1124.419 | 1.7.1 Body strap, one piece [R 2 169,00] 1.7.2 Strap clamps, a pair To fix the body strap in the intended postion on the side rail. [R 1 446,00] | 730.28
1.8 | Foot stop/board | 8420.6489 | 8420.6489 | 8420.6489 | 8420.6489 | 1.8.1 Foot stop/board - LEFT foot support / plate [R 4 714.29] 1.8.2 Foot stop/board - RIGHT foot support / plate [R 4 714.29)] | 4016.52
RT2-14-01b | Neurosurgery Accessories Set (Compatible with RT2-14-01 & RT2-14-02)
1.1 | General purpose head support | 14492.5114 | 14492.5114 | 14492.5114 | 14492.5114 | 234771.43 | Not Offered
1.2 | Neuro – Skull Clamp | 116720.938 | 116720.938 | 116720.938 | 116720.938 | Included | Not Offered
1.3 | Neuro – Horse Shoe | 109724.5532 | 109724.5532 | 109724.5532 | 109724.5532 | 1.3.1 Adult [R 50 914.29] 1.3.2 Paeds [R 50 914.29] | Not Offered
1.4 | Neuro – Base Unit | 64185.5841 | 64185.5841 | 64185.5841 | 64185.5841 | Included | Not Offered
1.5 | Neuro – Swivel adaptor with clamps | 13399.3263 | 13399.3263 | 13399.3263 | 13399.3263 | Included | Not Offered
1.6 | Neuro – Crossbar Adaptor | 79458.942 | 79458.942 | 79458.942 | 79458.942 | 42428.57 | Not Offered
1.7 | Neuro – Wall Storage Unit | 26954.8219 | 26954.8219 | 26954.8219 | 26954.8219 | 4126.13 | Not Offered
1.8 | Neuro – Head Rest adaptor | 25137.0112 | 25137.0112 | 25137.0112 | 25137.0112 | R 5 782,86 Type II [R 9 035,71] | Not Offered
RT2-14-01c | Spinal Accessories Set (Compatible with RT2-14-01 & RT2-14-02)
1.1 | General purpose head support | 14479.0371 | 14479.0371 | 14479.0371 | 14479.0371 | 234771.43 | Not Offered
1.2 | Neuro – Skull Clamp | 116612.4174 | 116612.4174 | 116612.4174 | 116612.4174 | Included | Not Offered
1.3 | Neuro – Horse Shoe | 109622.5375 | 109622.5375 | 109622.5375 | 109622.5375 | 1.3.1 Adult [R 50 914.29] 1.3.2 Paeds [R 50 914.29] | Not Offered
1.4 | Neuro – Base Unit | 64125.9079 | 64125.9079 | 64125.9079 | 64125.9079 | Included | Not Offered
1.5 | Neuro – Swivel adaptor with clamps | 13386.8684 | 13386.8684 | 13386.8684 | 13386.8684 | Included | Not Offered
1.6 | Neuro – Crossbar Adaptor | 79385.0655 | 79385.0655 | 79385.0655 | 79385.0655 | 48792.8571 | Not Offered
1.7 | Neuro – Wall Storage Unit | 26929.7608 | 26929.7608 | 26929.7608 | 26929.7608 | 54214.2856 | Not Offered
1.8 | Neuro – Head Rest adaptor | 25113.6402 | 25113.6402 | 25113.6402 | 25113.6402 | R 5 782,86 Type II [R 9 035,71] | Not Offered
1.9 | Posterior spinal attachment consisting of a self-contained transport system, a completely radiolucent table top made up of a head support system as well as an abdominal support system all of which must be able to move longitudinally to accommodate adult and pediatric size patients | Not Offered | Not Offered | Not Offered | Not Offered | 1061016.3953 | Not Offered
Theater Table Replacement Accessories (Compatible with RT2-14-01 & RT2-14-02)
RT2-14-01d | Anaesthetics arm board (Pair) | 14492.5114 | 7945.8942 | 7945.8942 | 7945.8942 | Light version [R 15 180,00] | 12974.82
RT2-14-01e | Padded Lithotomy poles (manual) with their own universal clamps to allow resting of the calf (Pair) | 116720.938 | 11219.2028 | 11219.2028 | 11219.2028 | R 13 011,43 | 9581.39
RT2-14-01f | Bedside rail clamps (Pair) | 109724.5532 | 9245.2228 | 9245.2228 | 9245.2228 | Universal clamp (Light, one piece, quadrate）[R 722,86] | 5735.07
RT2-14-01g | Anaesthetic screen (Complete with clamps) | 64185.5841 | 3073.4119 | 3073.4119 | 3073.4119 | 4337.1429 | 4343.88
RT2-14-01h | Accessory storage container | 13399.3263 | 11594.0092 | 11594.0092 | 11594.0092 | 25300 | 27149.3
RT2-14-01i | Disposable bin for Urology and Gynecology | 79458.942 | 5871.9658 | 5871.9658 | 5871.9658 | R 4 745,05 | 14090.4
RT2-14-01j | urology adaptor | 26954.8219 | 7970.8813 | 7970.8813 | 7970.8813 | Included | Not Offered
RT2-14-01k | General purpose head support | 25137.0112 | 3654.3617 | 3654.3617 | 3654.3617 | 269987.1425 | 12669.67
RT2-14-01l | Neuro – Skull Clamp | 7945.8942 | 116720.938 | 116720.938 | 116720.938 | Included | No Bid
RT2-14-01m | Neuro – Horse Shoe | 109724.5532 | 109724.5532 | 109724.5532 | 109724.5532 | i. Adult [R 58 551,43] ii. Paeds [R 58 551,43] | Not Offered
RT2-14-01n | Neuro – Base Unit | 64185.5841 | 64185.5841 | 64185.5841 | 64185.5841 | Included | Not Offered
RT2-14-01o | Neuro – Swivel adaptor with clamps | 13399.3263 | 13399.3263 | 13399.3263 | 13399.3263 | Included | Not Offered
RT2-14-01p | Neuro – Crossbar Adaptor | 79458.942 | 79458.942 | 79458.942 | 79458.942 | 48792.8571 | Not Offered
RT2-14-01q | Neuro – Wall Storage Unit | 26954.8219 | 26954.8219 | 26954.8219 | 26954.8219 | 54214.2856 | Not Offered
RT2-14-01r | Neuro – Head Rest adaptor | 25137.0112 | 25137.0112 | 25137.0112 | 25137.0112 | R 5 782,86 Type II [R 9 035,71] | Not Offered
# | RT2-14-02
1 | Item Number: RT2-14-02
2 | Item Name: Theater Table, Bariatric
3 | Item Description: Theatre table on which the patient lies during a surgical operation, universal electronically operated
4 | Suppliers' Name | DRAGER | Respiratory Care Africa (Offer 1) | SAFMED | CLASS THREE MEDICAL SOLUTIONS | Medhold Medical (Offer 2)
4.1 | Make/Brand | ALVO | Mindray | STERIS | BenQ Medical | Getinge
4.2 | Model | SERENADA B | Hybase 8500 | CMAX 3 | Dr Max 7000SBA | Maquet MEERA 7200
4.3 | Country of Origin | Poland | China | France | TAIWAN | Germany
4.4 | Lead time | 8 - 12 weeks | 9-12 Weeks /7-14 days Ex-stock |  | 60 Days | 8 Weeks
5 | Replacement Accessories & Consumables List
RT2-14-02a | Table extensions to 710mm | 47125.6493 | 28914.29 | 25600 | 27149.3 | 33430.54
RT2-14-02b | Reverse trendelenburg straps | 110942.6738 | 2168.57 | 21200 | 5972.84 | 3032.54
RT2-14-02c | Foot stop/board | 8420.6489 | 5421.43 | 67350 | Not Offered | 24706.99
RT2-14-02d | 710mm wide Foot extension | 23562.8246 | 41564.29 | 67350 | 27149.3 | 34889.59
# | RT2-14-04
1 | Item Number: RT2-14-04
2 | Item Name: Laparascope, High-end (3D)
3 | Item Description:
4 | Suppliers' Name | Karl Storz
4.1 | Make/Brand | Karl Storz
4.2 | Model | Image1 S Camera System
4.3 | Country of Origin | Germany
4.4 | Video Processor: Make & Model | TC200EN + TC300 + TC302 (Image1 S connect,H3-link & D3link modues
4.5 | HD camera head (Urology specific Camera Head must be substituted and supplied for Urology): Make & Model | TH100 & TH103 (H3-Z 3-CHIP FHD, H3-P 3-CHIP FHD Pendulam
4.6 | CO2 Insufflator | Make & Model: U1400S1 (Endoflator 40 SCB)
4.7 | Light Source: Make & Model | TL300 (Power LED 300 with integrated SCB)
4.8 | Monitor: Make & Model | 26"3D Monitor (TM263)
4.9 | Data Management System | WD350-EM (AIDA)
4.10 | Printer | Karl Storz 549MG (USB colour printer)
4.11 | Lead time | 0-5 days
5 | Replacement Accessories & Consumables List
RT2-14-04a | LAP CHOLE SET | 69370.81
12.1.1 | Atraumatic Dissecting and Grasping Forceps, rotating, with connector pin for unipolar coagulation, size 5 mm, length 36 cm, atraumatic, fenestrated, double action jaws, consisting of: Plastic Handle with disengageable ratchet, with larger contact area, Outer Tube insulated and Forceps Insert X2
12.1.2 | Coagulating and Dissecting Electrode, L-shaped, with connector pin for unipolar coagulation, size 5 mm, working length 36 cm X1
12.1.3 | Claw Forceps, rotating, size 5mm, length 36 cm, 2 x 3 teeth, single action jaws, consisting of handle with ratchet, Outer Tube, insulated, and Forceps Insert X1
12.1.4 | Suction and Irrigation Tube,with lateral holes, size 5 mm, length 36 cm, for use with suction and irrigation handles X1
12.1.5 | Suction irrigation handle X1
12.1.6 | Fascial Closure Instrument for subcutaneous ligature of trocar incisions, size 2.8 mm, length 17 cm X1
12.1.7 | Unipolar High Frequency Cord, with 8 mm plug, length 300 cm X1
12.1.8 | Curved long, Dissecting and Grasping Forceps, rotating, dismantling, insulated, with connector pin for unipolar coagulation, with LUER-Lock connector for cleaning, double action jaws, long, size 5 mm, length 36 cm, consisting of: Plastic Handle, without ratchet Metal Outer Sheath, insulated and Forceps Insert X1 OR
12.1.9 | Metzenbaum Scissors, rotating, dismantling, with connector pin for unipolar coagulation, with LUER-Lock irrigation connector for cleaning, double action jaws, spoon-shaped jaws, serrated, curved, length of jaws 20 mm, size 5 mm, length 36 cm consisting of: Plastic Handle, without ratchet, Metal Outer Sheath, insulated. and Scissors Insert, for use with trocars size 6 mm X1
RT2-14-04b | LAP NISSEN SET | 102701.2
12.2.1 | Atraumatic Dissecting and Grasping Forceps, rotating, with connector pin for unipolar coagulation, size 5 mm, length 36 cm, atraumatic, fenestrated, double action jaws, consisting of: Plastic Handle with disengageable ratchet, with larger contact area, Outer Tube insulated and Forceps Insert X2
12.2.2 | Curved long, Dissecting and Grasping Forceps, rotating, dismantling, insulated, with connector pin for unipolar coagulation, with LUER-Lock connector for cleaning, double action jaws, long, size 5 mm, length 36 cm, consisting of: Plastic Handle, without ratchet Metal Outer Sheath, insulated and Forceps Insert X1
12.2.3 | Metzenbaum Scissors, rotating, dismantling, with connector pin for unipolar coagulation, with LUER-Lock irrigation connector for cleaning, double action jaws, spoon-shaped jaws, serrated, curved, length of jaws 20 mm, size 5 mm, length 36 cm consisting of: Plastic Handle, without ratchet, Metal Outer Sheath, insulated. and Scissors Insert, for use with trocars size 6 mm X1
12.2.4 | Bowel Grasper, fenestrated, double action jaws, size 5mm,length 36 cm X1
12.2.5 | Liver retractor X1
12.2.6 | Suction and Irrigation Tube,with lateral holes, size 5 mm, length 36 cm, for use with suction and irrigation handles X1
12.2.7 | Suction irrigation handle X1
12.2.8 | Fascial Closure Instrument for subcutaneous ligature of trocar incisions, size 2.8 mm, length 17 cm X1
12.2.9 | Unipolar High Frequency Cord, with 8 mm plug, length 300 cm X1
RT2-14-04c | LAP HERNIA SET | 98392.92
12.3.1 | Atraumatic Grasping Forceps rotating, dismantling, insulated, with connector pin for unipolar coagulation, single action jaws, with especially fine serration, fenestrated, size 5 mm, length 36 cm consisting of:PlasticHandle,one with and one without ratchet, Metal OuterSheath, insulated and Forceps Insert X2
12.3.2 | Blunt Nose Dissecting and Grasping Forceps, rotating, with connector pin for unipolar coagulation, size 5 mm, length 36 cm, heavy, double action jaws, consisting of: Plastic Handle, without ratchet, Outer Tube, insulated and Forceps Insert X1
12.3.3 | BABCOCK Clamp, rotating, size 10 mm, length 36 cm, double action jaws, consisting of: Metal Handle, with hemostat style ratchet, Outer Tube, insulated and Forceps Insert X1
12.3.4 | Right Angled Dissecting Forceps, rotating, size 5mm , length 36 cm, 2 x 3 teeth, single action jaws, consisting of: Metal Handle, Outer Tube, insulated and Forceps Insert X1
12.3.5 | METZENBAUM Scissors, rotating, dismantling, insulated, with connector pin for unipolar coagulation, with LUER-Lock connector for cleaning, double action jaws, curved, length of blades 15 mm, size 5 mm, length 36 cm consisting of: Plastic Handle, insulated, without ratchet Metal Outer Sheath, insulated and Scissors Insert for use with trocars size 6 mm X1
12.3.6 | Curved Bipolar Grasping Forceps, rotating, dismantling, with connector pin for bipolar coagulation, especially suitable for dissection, double action jaws, size 5 mm, length 36 cm, consisting of:Plastic Handle, without ratchet, Outer Sheath and Forceps Insert X1
12.3.7 | Coagulating and Dissecting Electrode, with channel, L-shaped size 5 mm, length 36 cm X1
12.3.8 | Suction and Irrigation Tube, with lateral holes, with two-way stopcock for single-hand control, size 5 mm, length 36 cm X1
12.3.9 | Suction and Irrigation Handle X1
12.3.10 | Knot Tier, size 5 mm, length 36 cm, for extracorporeal knotting X1
12.3.11 | Fascial Closure Instrument for subcutaneous ligature of trocar incisions, size 2.8 mm, length 17 cm X1
12.3.12 | Unipolar High Frequency Cord, with 4 mm plug, length 300 cm X1
12.3.13 | Bipolar Cable X1
RT2-14-04d | COLORECTAL SET | 147295.07
12.4.1 | Atraumatic Grasping Forceps rotating, dismantling, insulated, with connector pin for unipolar coagulation, single action jaws, with especially fine serration, fenestrated, size 5 mm, length 36 cm consisting of:PlasticHandle, without ratchet, Metal OuterSheath, insulated and Forceps Insert X2
12.4.2 | Atraumatic Grasping Forceps, rotating, with connector pin for unipolar coagulation, size 5 mm, length 36 cm, atraumatic, fenestrated, single action jaws, consisting of: Plastic Handle with disengageable ratchet, with larger contact area, Outer Tube, insulated and Forceps Insert X1
12.4.3 | Atraumatic Dissecting and Grasping Forceps, rotating, with connector pin for unipolar coagulation, size 5 mm, length 36 cm, atraumatic, fenestrated, double action jaws, consisting of: Plastic Handle, with larger contact area, Outer Tube, insulated and Forceps Insert X1
12.4.4 | Atraumatic Grasping Forceps, rotating, size 5 mm, length 36 cm, double action,consisting of: Plastic-Handle with disengageable ratchet, with larger contact area, Outer Tube, insulated and Forceps Insert X1
12.4.5 | BABCOCK Grasping Forceps, rotating, with connector pin for unipolar coagulation, size 10mm, length 36 cm, atraumatic, jaws with multiple teeth, fenestrated, single action jaws, consisting of: Plastic Handle with disengageable ratchet, with larger contact area, Outer Tube, insulated and Forceps Insert X1
12.4.6 | Right Angled Dissecting Forceps, rotating, with connector pin for unipolar coagulation, size 5 mm, length 36 cm, atraumatic, jaws with multiple teeth, fenestrated, single action jaws, consisting of: Plastic Handle with disengageable ratchet, with larger contact area, Outer Tube, insulated and Forceps Insert X1
12.4.7 | BABCOCK Clamp, rotating, size 10 mm, length 36 cm, double action jaws, consisting of: Metal Handle, with hemostat style ratchet, Outer Tube, insulated and Forceps Insert X1
12.4.8 | Claw Forceps, rotating, size 10 mm, length 36 cm, 2 x 3 teeth, single action jaws, consisting of: Metal Handle, with hemostat style ratchet, Outer Tube, insulated and Forceps Insert X1
12.4.9 | METZENBAUM Scissors, rotating, dismantling, insulated, with connector pin for unipolar coagulation, with LUER-Lock connector for cleaning, double action jaws, curved, length of blades 15 mm, size 5 mm, length 36 cm consisting of: Plastic Handle, insulated, without ratchet Metal Outer Sheath, insulated and Scissors Insert for use with trocars size 6 mm X1
12.4.10 | METZENBAUM Scissors, curved, length of blades, double action jaws, size 5 mm, length 36 cm X1
12.4.11 | Bowel Grasper, fenestrated, double action jaws, length of jaws 18mm, size 5mm, length 36 cm X2
12.4.12 | MANHES Grasping Forceps,rotating, dismantling, insulated, with connector pin for unipolar coagulation, with LUER-Lock irrigation connector for cleaning, single action jaws, with multiple teeth, width of jaws 4.8 mm, for atraumatic and accurate grasping, size 5 mm,length 36 cm,consisting of Plastic Handle, with ratchet, with larger contact area,Metal Outer Sheath,Forceps Insert X1
12.4.12 | Knot Tier, size 5 mm, length 36 cm, for extracorporeal knotting X1
12.4.13 | Fascial Closure Instrument for subcutaneous ligature of trocar incisions, size 2.8 mm, length 17 cm X1
12.4.14 | Unipolar High Frequency Cord, with 4 mm plug, length 300 cm, X1
12.4.15 | Bipolar Cable X2
RT2-14-04e | GYNAE SET | 432831.29
12.18 | VERESS Pneumoperitoneum needle, with spring -loaded blunt stylet, LUER-Lock, length 10cm X1
12.19 | Trocar and Cannula 6mm X3
12.2 | Trocar and Cannula 11mm X2
12.21 | Reducer 11mm to 5mm X1
12.22 | Curved long, Dissecting and Grasping Forceps, rotating, dismantling, insulated, with connector pin for unipolar coagulation, with LUER-Lock connector for cleaning, double action jaws, long, size 5 mm, length 36 cm, consisting of: Plastic Handle, without ratchet Metal Outer Sheath, insulated and Forceps Insert X1
12.23 | Curved short, Dissecting and Grasping Forceps, rotating, dismantling, insulated, with connector pin for unipolar coagulation, with LUER-Lock connector for cleaning, double action jaws, long, size 5 mm, length 36 cm, consisting of: Plastic Handle, without ratchet, Metal Outer Sheath, insulated and Forceps Insert X1
12.24 | Atraumatic Grasping Forceps rotating, dismantling, insulated, with connector pin for unipolar coagulation, single action jaws, with especially fine serration, fenestrated, size 5 mm, length 36 cm consisting of:PlasticHandle, without ratchet, Metal OuterSheath, insulated and Forceps Insert X1
12.25 | Atraumatic Dissecting and Grasping Forceps, rotating, with connector pin for unipolar coagulation, size 5 mm, length 36 cm, atraumatic, fenestrated, double action jaws, consisting of: Plastic Handle with disengageable ratchet, with larger contact area, Outer Tube insulated and Forceps Insert X1
12.26 | Lymph node Grasping Forceps, rotating, with connector pin for unipolar coagulation, size 5 mm, length 36 cm, atraumatic, single action jaws, consisting of: Plastic Handle with disengageable ratchet, with larger contact area Outer Tube, insulated, and Forceps Insert X1
12.27 | Grasping Forceps, rotating, with connector pin for unipolar coagulation, size 5 mm, length 36 cm, jaws with multiple teeth, width of jaws 4,8 mm, single action jaws, consisting of: 33156 Plastic-Handle with disengageable ratchet, with larger contact area 33300 Outer Tube, insulated 33310 ME Forceps Insert X1
12.28 | BABCOCK Grasping Forceps, rotating, with connector pin for unipolar coagulation, size 5 mm, length 36 cm, atraumatic, jaws with multiple teeth, fenestrated, single action jaws, consisting of: Plastic Handle with disengageable ratchet, with larger contact area, Outer Tube, insulated and Forceps Insert X1
12.29 | Claw Forceps, rotating, size 5mm, length 36 cm, 2 x 3 teeth, single action jaws, consisting of: Metal Handle, with hemostat style ratchet, Outer Tube, insulated, and Forceps Insert X1
12.3 | Metzenbaum Scissors, rotating, dismantling, with connector pin for unipolar coagulation, with LUER-Lock irrigation connector for cleaning, double action jaws, spoon-shaped jaws, serrated, curved, length of jaws 20 mm, size 5 mm, length 36 cm consisting of: Plastic Handle, without ratchet, Metal Outer Sheath, insulated. and Scissors Insert for use with trocars size 6 mm X1
12.31 | Biopsy Forceps, rotating, dismantling, insulated, with connector pin for unipolar coagulation, with LUER lock adaptor for cleaning, large jaws, single action jaws, size 5 mm, length 36 cm consisting of: Plastic Handle, without ratchet, Outer Sheath, insulated, and Forceps Insert X1
12.32 | Curved Bipolar Grasping Forceps, rotating, dismantling, with connector pin for bipolar coagulation, especially suitable for dissection, double action jaws, size 5 mm, length 36 cm, consisting of:Plastic Handle, without ratchet, Metal Outer Sheath and Forceps Insert X1
12.33 | Fenestrated Bipolar Grasping Forceps, rotating, dismantling, with connector pin for bipolar coagulation, with especially fine atraumatic serration, fenestrated jaws, double action jaws, size 5 mm, length 36 cm, consisting of: Plastic Handle, without ratchet Metal Outer Sheath and Forceps Insert X1
12.34 | Coagulating and Dissecting Electrode, spatula-sheaped, blunt with connector pin for unipolar coagulation, size 5 mm, working length 36 cm X1
12.35 | Coagulating and Dissecting Electrode, L-shaped, with connector pin for unipolar coagulation, size 5 mm, working length 36 cm X1
12.36 | Palpation Probe X1
12.37 | Myoma Fixation Instrument, screw shaped, ø 5 mm X1
12.38 | Suction and Irrigation Tube, with lateral holes, with two-way stopcock for single-hand control, size 5 mm, length 36 cm X1
12.39 | Needle Holder, ergonomic axial handle with disengageable ratchet, ratchet release on the right side, left curved jaws, with tungsten carbide insert ø 5 mm, length 33 cm X1
12.4 | Needle Holder, ergonomic axial handle with disengageable ratchet, ratchet release on the left side, right curved jaws, with tungsten carbide insert ø 5 mm, length 33 cm X1
12.41 | Knot Tier, size 5 mm, length 36 cm, for extracorporeal knotting X1
12.42 | Fascial Closure Instrument for subcutaneous ligature of trocar incisions, size 2.8 mm, length 17 cm X1
12.43 | Uterine manipulator X1
12.44 | Unipolar High Frequency Cord, with 8 mm plug, length 300 cm X2
12.45 | Bipolar High Frequency Cord, length 300 cm X2
12.46 | Fiber Optic Light Cable, with straight connector, diameter 4.8 mm, length 300 cm X1
12.47 | Container X1
RT2-14-04f | UROLOGY SET | 235097.78
11.6 | Curved long, Dissecting and Grasping Forceps, rotating, dismantling, insulated, with connector pin for unipolar coagulation, with LUER-Lock connector for cleaning, double action jaws, long, size 5 mm, length 36 cm, consisting of: Plastic Handle, without ratchet Metal Outer Sheath, insulated and Forceps Insert X1
11.7 | Curved short, Dissecting and Grasping Forceps, rotating, dismantling, insulated, with connector pin for unipolar coagulation, with LUER-Lock connector for cleaning, double action jaws, long, size 5 mm, length 36 cm, consisting of: Plastic Handle, without ratchet, Metal Outer Sheath, insulated and Forceps Insert X1
11.8 | Atraumatic Grasping Forceps rotating, dismantling, insulated, with connector pin for unipolar coagulation, single action jaws, with especially fine serration, fenestrated, size 5 mm, length 36 cm consisting of:PlasticHandle, without ratchet, Metal OuterSheath, insulated and Forceps Insert X1
11.9 | Atraumatic Grasping Forceps, rotating, with connector pin for unipolar coagulation, size 5 mm, length 36 cm, atraumatic, fenestrated, single action jaws, consisting of: Plastic Handle with disengageable ratchet, with larger contact area, Outer Tube, insulated and Forceps Insert X1
11.1 | Atraumatic Dissecting and Grasping Forceps, rotating, with connector pin for unipolar coagulation, size 5 mm, length 36 cm, atraumatic, fenestrated, double action jaws, consisting of: Plastic Handle, with larger contact area, Outer Tube, insulated and Forceps Insert X1
11.11 | Atraumatic Dissecting and Grasping Forceps, rotating, with connector pin for unipolar coagulation, size 5 mm, length 36 cm, atraumatic, fenestrated, double action jaws, consisting of: Plastic Handle with disengageable ratchet, with larger contact area, Outer Tube, insulated and Forceps Insert X1
11.12 | Grasping Forceps, rotating, with connector pin for unipolar coagulation, size 5 mm, length 36 cm, "Tiger-jaws", 2x4 teeth, single action jaws, consisting of: Plastic-Handle with disengageable ratchet, with larger contact area, Outer Tube, insulated and Forceps Insert X1
11.13 | Blunt Nose Dissecting and Grasping Forceps, rotating, with connector pin for unipolar coagulation, size 5 mm, length 36 cm, heavy, double action jaws, consisting of: Plastic Handle, without ratchet, Outer Tube, insulated and Forceps Insert X1
11.14 | BABCOCK Grasping Forceps, rotating, with connector pin for unipolar coagulation, size 5 mm, length 36 cm, atraumatic, jaws with multiple teeth, fenestrated, single action jaws, consisting of: Plastic Handle with disengageable ratchet, with larger contact area, Outer Tube, insulated and Forceps Insert X1
11.15 | Right Angled Dissecting Forceps, rotating, with connector pin for unipolar coagulation, size 5 mm, length 36 cm, atraumatic, jaws with multiple teeth, fenestrated, single action jaws, consisting of: Plastic Handle with disengageable ratchet, with larger contact area, Outer Tube, insulated and Forceps Insert X1
11.16 | BABCOCK Clamp, rotating, size 10 mm, length 36 cm, double action jaws, consisting of: Metal Handle, with hemostat style ratchet, Outer Tube, insulated and Forceps Insert X1
11.17 | Claw Forceps, rotating, size 10 mm, length 36 cm, 2 x 3 teeth, single action jaws, consisting of: Metal Handle, with hemostat style ratchet, Outer Tube, insulated and Forceps Insert X1
11.18 | Right Angled Dissecting Forceps, rotating, size 10 mm, length 36 cm, 2 x 3 teeth, single action jaws, consisting of: Metal Handle, Outer Tube, insulated and Forceps Insert X1
11.19 | METZENBAUM Scissors, rotating, dismantling, insulated, with connector pin for unipolar coagulation, with LUER-Lock connector for cleaning, double action jaws, curved, length of blades 15 mm, size 5 mm, length 36 cm consisting of: Plastic Handle, insulated, without ratchet Metal Outer Sheath, insulated and Scissors Insert for use with trocars size 6 mm X1
11.2 | Scissors Insert, METZENBAUM Scissors, curved, length of blades 12 mm, double action jaws, size 5 mm, length 36 cm X1
11.21 | Straight Scissors, rotating, with connector pin for unipolar coagulation, size 5 mm, length 36 cm, straight, double action jaws, consisting of: Plastic Handle, without ratchet, Metal Outer Sheath, Scissors Insert X1
11.22 | Click Line Scissors Insert, straight, double action jaws, size 5 mm, length 36 cm X1
11.23 | Curved Bipolar Grasping Forceps, rotating, dismantling, with connector pin for bipolar coagulation, especially suitable for dissection, double action jaws, size 5 mm, length 36 cm, consisting of:Plastic Handle, without ratchet, Metal Outer Sheath and Forceps Insert X1
11.24 | Fenestrated Bipolar Grasping Forceps, rotating, dismantling, with connector pin for bipolar coagulation, with especially fine atraumatic serration, fenestrated jaws, double action jaws, size 5 mm, length 36 cm, consisting of: Plastic Handle, without ratchet Metal X1Outer Sheath and Forceps Insert X1
11.25 | Coagulating and Dissecting Electrode, with channel, L-shaped size 5 mm, length 36 cm, for use with suction and irrigation handles X1
11.26 | Handle with Trumpet Valve, for suction or irrigation, autoclavable, for use with coagulation suction tubes size 5 mm X1
11.27 | Suction and Irrigation Tube, with lateral holes, with two-way stopcock for single-hand control, size 5 mm, length 36 cm X1
11.28 | Puncture Needle, LUER-lock, diameter 1.6 mm, size 5 mm, length 36 cm X1
11.29 | Knot Tier, size 5 mm, length 36 cm, for extracorporeal knotting X1
11.3 | Fascial Closure Instrument for subcutaneous ligature of trocar incisions, size 2.8 mm, length 17 cm X1
11.31 | Unipolar High Frequency Cord, with 4 mm plug, length 300 cm X2
11.32 | Bipolar Cable X1
11.33 | Plastic Container for Sterilizing and Storage, perforated, with lid, for two-level storage, for use with 30 cm and 36 cm Click Line- insruments, external dimensions ( w x d x h ): 600 mm x 145 mm x 260 mm ( X1)
# | RT2-14-07
1 | Item Number: RT2-14-07
2 | Item Name: Video Endoscopic System
3 | Item Description: To help diagnose and treat gastroeasophageal pathology in patients.
4 | Suppliers' Name | Karl Storz | Tecmed Pharma (Offer 1) | Tecmed Pharma (Offer 2) | Tecmed Pharma (Offer 3)
4.1 | Make/Brand | Karl Storz | Pentax Medical | Pentax Medical | Pentax Medical
4.2 | Model | Video Endoscopic System | EPK-3000 (Defina) | EPK-i5000 | EPK-i7010 (Optivista Plus)
4.3 | Country of Origin | Germany | Japan | Japan | Japan
4.4 | Video Processor: Make & Model | TC200EN connect module & TC301 xlink module | Pentax Medical- EPK-3000 | Pentax Medical- EPK-i5000 | Pentax Medical- EPK-i7010 (Optivista Plus)
4.5 | Light Source: Make & Model | TL100S1 light source Cold light | Pentax Medical- EPK-3000 | Pentax Medical- EPK-i5000 | Pentax Medical- EPK-i7010 (Optivista Plus)
4.6 | Monitor: Make & Model | FSN FS-P2604D (KS144 Medical Monitor) | Beacon | Beacon | Beacon
4.7 | Image Management System | WD350-EN AIDA with smart screen | Sony, HVO-3300MT | Sony, HVO-3300MT | Sony, HVO-3300MT
4.8 | Printer | Karl Storz 549NG colour printer with 549MT | SONY, UP-DR80MD | SONY, UP-DR80MD | SONY, UP-DR80MD
4.9 | Lead time | 0-5 Days | 28to42 days | 28to42 days | 28to42 days
5 | Replacement Accessories & Consumables List
RT2-14-07a | Flexible Gastroscope, Adult (Compatible & Series award with RT2-14-07) | 253430.54 | 231769.31 | 304278.36 | 325925.26
RT2-14-07b | Flexible Gastroscope, Paediatric (Compatible & Series award with RT2-14-07) | 284807.66 | 327139.84 | 327139.84 | 327139.84
RT2-14-07c | Flexible Bronchoscope, Adult (Compatible & Series award with RT2-14-07) | 126012.12 | 278799.16 | 278799.16 | 278799.16
RT2-14-07d | Flexible Bronchoscope, Paediatric (Compatible & Series award with RT2-14-07) | 128033.45 | 262104.64 | 262104.64 | 262104.64
RT2-14-07e | Flexible Bronchoscope, Neonatal (Compatible & Series award with RT2-14-07) | 152323.61 | 328825.09 | 328825.09 | 328825.09
RT2-14-07f | Flexible Colonoscope, Adult (Compatible & Series award with RT2-14-07) | 220538.83 | 255287.47 | 313443.62 | 407888.97
RT2-14-07g | Flexible Colonoscope, Paediatric (Compatible & Series award with RT2-14-07) | 293539.46 | 285197.55 | 471900.35 | 471900.35
RT2-14-07h | Video Connecting Cable | 21556.17 | Not Offered | Not Offered | Not Offered
RT2-14-07i | Irrigation tube | 2873.78 | 1308.07 | 1308.07 | 1308.07
RT2-14-07i | Air/Water Valve | 3178.57 | Not Offered | Not Offered | Not Offered
RT2-14-07k | Suction valve | 3412.31 | 2087.56 | 2087.56 | 2087.56
RT2-14-07l | Suction bottle | 431.06 | 2377.63 | 2377.63 | 2377.63
RT2-14-07m | Scope Sterilization/Cleaning trolley | 8601.86 | 23363.32 | 23363.32 | 23363.32
RT2-14-07n | Endoscopy Cart/trolley | 52063.3 | 62009.59 | 62009.59 | 62009.59
RT2-14-07o | Mouth guard | 2602.65 | R 119,29 [x 50] | R 119,29 [x 50] | R 119,29 [x 50]
RT2-14-07p | Leak tester | 1560.24 | 3518.07 | 3518.04 | 3518.07
RT2-14-07q | Brushes | 1410.76 | 722.45 | 722.45 | 722.45
RT2-14-07r | Brush handles | 1410.76 | R 1 169,72 [x 50] | R 1 169,72 [x 50] | R 1 169,72 [x 50]
RT2-14-07s | Suction catheter adaptor | 1037.47 | 1117.21 | 1117.21 | 1117.21