## SUMMARY PROFILE
RT2-2025 SUPPLY, DELIVERY, INSTALLATION, COMMISSIONING, TRAINING AND MAINTENANCE OF MEDICAL EQUIPMENT TO THE STATE FOR THE PERIOD 1 AUGUST 2026 TO 31 JULY 20230 CONTRACT PRICING WITH REPLACEMENT ACCESSORIES
SUMMARY PROFILE FOR ALL ITEMS AWARDED ON RT2-2025
# | Item number | Item Description | CATEGORY NUMBER | CATEGORY NAME | TECHNICAL SPECIFICATION GROUP NUMBER
1 | RT2-01-001 | Anaesthetic Machine, Basic | Cat 1 | Anaesthesia Equipment | Tech Spec Group A
2 | RT2-01-002 | Anaesthetic Machine, Basic with Monitor | Cat 1 | Anaesthesia Equipment | Tech Spec Group A
3 | RT2-01-003 | Anaesthetic Machine, Standard | Cat 1 | Anaesthesia Equipment | Tech Spec Group A
4 | RT2-01-004 | Anaesthetic Machine, Standard with Monitor | Cat 1 | Anaesthesia Equipment | Tech Spec Group A
5 | RT2-01-005 | Anaesthetic Machine, Advanced | Cat 1 | Anaesthesia Equipment | Tech Spec Group A
6 | RT2-01-006 | Anaesthetic Machine, Advanced with Monitor | Cat 1 | Anaesthesia Equipment | Tech Spec Group A
7 | RT2-01-007 | Monitor, Anaesthetic | Cat 1 | Anaesthesia Equipment | Tech Spec Group A
8 | RT2-01-008 | Anaesthetic Machine, MRI Compatible | Cat 1 | Anaesthesia Equipment | Tech Spec Group A
9 | RT2-01-009 | Anaesthetic Machine, MRI Compatible with Monitor | Cat 1 | Anaesthesia Equipment | Tech Spec Group A
10 | RT2-01-010 | Monitor, MRI Compatible | Cat 1 | Anaesthesia Equipment | Tech Spec Group A
11 | RT2-01-011 | Video Laryngoscope | Cat 1 | Anaesthesia Equipment | Tech Spec Group A
12 | RT2-01-012 | Video Laryngoscope with Flexible Bronchoscope | Cat 1 | Anaesthesia Equipment | Tech Spec Group A
13 | RT2-01-013 | Video Disposable Flexible Bronchoscope | Cat 1 | Anaesthesia Equipment | Tech Spec Group A
14 | RT2-01-014 | Infusion Pump, MRI compatible | Cat 1 | Anaesthesia Equipment | Tech Spec Group A
15 | RT2-01-015 | Syringe Driver, TCI | Cat 1 | Anaesthesia Equipment | Tech Spec Group A
16 | RT2-01-016 | Syringe Driver, PCA | Cat 1 | Anaesthesia Equipment | Tech Spec Group A
17 | RT2-01-017 | Blood-Fluid Warmer | Cat 1 | Anaesthesia Equipment | Tech Spec Group A
18 | RT2-01-018 | Patient Warmer, Forced-Air | Cat 1 | Anaesthesia Equipment | Tech Spec Group A
19 | RT2-01-019 | Patient Warmer | Cat 1 | Anaesthesia Equipment | Tech Spec Group A
20 | RT2-01-020 | Nerve Stimulator | Cat 1 | Anaesthesia Equipment | Tech Spec Group A
21 | RT2-01-021 | Thromboelastogram | Cat 1 | Anaesthesia Equipment | Tech Spec Group A
22 | RT2-01-022 | Cerebral Oximeter, Advanced | Cat 1 | Anaesthesia Equipment | Tech Spec Group A
23 | RT2-01-023 | Ultrasound Machine, Point-of-care | Cat 1 | Anaesthesia Equipment | Tech Spec Group A
24 | RT2-02-001 | Ventilator, Neonatal-Paeds | Cat 2 | Ventilation & Respiratory Equipment | Tech Spec Group A
25 | RT2-02-002 | Ventlator, Paeds-Adult | Cat 2 | Ventilation & Respiratory Equipment | Tech Spec Group A
26 | RT2-02-003 | Ventilator, Negative Pressure | Cat 2 | Ventilation & Respiratory Equipment | Tech Spec Group A
27 | RT2-02-004 | Oxygen High Flow Therapy | Cat 2 | Ventilation & Respiratory Equipment | Tech Spec Group A
28 | RT2-02-005 | Ventilator, CPAP | Cat 2 | Ventilation & Respiratory Equipment | Tech Spec Group A
29 | RT2-02-006 | Ventilator, Transport, Paeds-Adult | Cat 2 | Ventilation & Respiratory Equipment | Tech Spec Group A
30 | RT2-02-007 | Ventilator, Transport, Neonatal-Paeds | Cat 2 | Ventilation & Respiratory Equipment | Tech Spec Group A
31 | RT2-02-008 | High Frequency Oscilator | Cat 2 | Ventilation & Respiratory Equipment | Tech Spec Group A
32 | RT2-02-009 | Resuscitator, Gas-powered, Infant | Cat 2 | Ventilation & Respiratory Equipment | Tech Spec Group A
33 | RT2-02-010 | Humidifier, Servo control | Cat 2 | Ventilation & Respiratory Equipment | Tech Spec Group A
34 | RT2-02-011 | Air-O2 Blender, Low Flow | Cat 2 | Ventilation & Respiratory Equipment | Tech Spec Group A
35 | RT2-02-012 | Air-O2 Blender, High Flow | Cat 2 | Ventilation & Respiratory Equipment | Tech Spec Group A
36 | RT2-02-013 | Pulmonary Function Unit | Cat 2 | Ventilation & Respiratory Equipment | Tech Spec Group A
37 | RT2-02-014 | Oxygen Flowmeter, Single | Cat 2 | Ventilation & Respiratory Equipment | Tech Spec Group A
38 | RT2-02-015 | Oxygen Flowmeter, Double | Cat 2 | Ventilation & Respiratory Equipment | Tech Spec Group A
39 | RT2-02-016 | Nebulizer, Ultrasonic | Cat 2 | Ventilation & Respiratory Equipment | Tech Spec Group A
40 | RT2-02-017 | Electrical Impedance Tomography, Lung | Cat 2 | Ventilation & Respiratory Equipment | Tech Spec Group A
41 | RT2-02-018 | Non-Invasive Ventilation Monitor | Cat 2 | Ventilation & Respiratory Equipment | Tech Spec Group A
42 | RT2-02-019 | Spirometer, portable | Cat 2 | Ventilation & Respiratory Equipment | Tech Spec Group A
43 | RT2-03-001 | Apnea Monitor | Cat 3 | Paediatric Care Equipment | Tech Spec Group F
44 | RT2-03-002 | Bilirubin Meter | Cat 3 | Paediatric Care Equipment | Tech Spec Group F
45 | RT2-03-003 | Radiant Warmer-Incubator Combination | Cat 3 | Paediatric Care Equipment | Tech Spec Group F
46 | RT2-03-004 | ICU Crib | Cat 3 | Paediatric Care Equipment | Tech Spec Group F
47 | RT2-03-005 | Incubator, ICU | Cat 3 | Paediatric Care Equipment | Tech Spec Group F
48 | RT2-03-006 | Incubator, Standard | Cat 3 | Paediatric Care Equipment | Tech Spec Group F
49 | RT2-03-007 | Incubator, Transport | Cat 3 | Paediatric Care Equipment | Tech Spec Group F
50 | RT2-03-008 | Infant Radiant Warmer | Cat 3 | Paediatric Care Equipment | Tech Spec Group F
51 | RT2-03-009 | Phototherapy Unit, LED | Cat 3 | Paediatric Care Equipment | Tech Spec Group F
52 | RT2-03-010 | Phototherapy Unit, Blanket, LED | Cat 3 | Paediatric Care Equipment | Tech Spec Group F
53 | RT2-03-011 | Cooling Device | Cat 3 | Paediatric Care Equipment | Tech Spec Group F
54 | RT2-03-012 | Ultrasound, Neonatal | Cat 3 | Paediatric Care Equipment | Tech Spec Group F
55 | RT2-03-013 | Vein Viewer | Cat 3 | Paediatric Care Equipment | Tech Spec Group F
56 | RT2-04-001 | Cardiotocograph, Single | Cat 4 | Obstetrics & Gynaecology Equipment | Tech Spec Group F
57 | RT2-04-002 | Cardiotocograph, Single + MHR | Cat 4 | Obstetrics & Gynaecology Equipment | Tech Spec Group F
58 | RT2-04-003 | Cardiotocograph, Twins | Cat 4 | Obstetrics & Gynaecology Equipment | Tech Spec Group F
59 | RT2-04-004 | Cardiotocograph, Twins + MHR | Cat 4 | Obstetrics & Gynaecology Equipment | Tech Spec Group F
60 | RT2-04-005 | Fetal Doppler | Cat 4 | Obstetrics & Gynaecology Equipment | Tech Spec Group F
61 | RT2-04-006 | Video Colposcope | Cat 4 | Obstetrics & Gynaecology Equipment | Tech Spec Group F
62 | RT2-04-007 | Vacuum Extractor | Cat 4 | Obstetrics & Gynaecology Equipment | Tech Spec Group F
63 | RT2-04-008 | Ultrasound Machine, O&G | Cat 4 | Obstetrics & Gynaecology Equipment | Tech Spec Group F
64 | RT2-05-001 | Bloodgas Analyzer, Single-use | Cat 5 | General Medical Equipment | Tech Spec Group C
65 | RT2-05-002 | Bloodgas Analyzer, Cartridge Type | Cat 5 | General Medical Equipment | Tech Spec Group C
66 | RT2-05-003 | Bloodgas Analyzer, Solutions | Cat 5 | General Medical Equipment | Tech Spec Group C
67 | RT2-05-004 | Defibrilator, ECG&Pacing | Cat 5 | General Medical Equipment | Tech Spec Group C
68 | RT2-05-005 | Defibrilator, ECG&SpO2 | Cat 5 | General Medical Equipment | Tech Spec Group C
69 | RT2-05-006 | ECG Machine, 12-lead | Cat 5 | General Medical Equipment | Tech Spec Group C
70 | RT2-05-007 | Ecmo Machine | Cat 5 | General Medical Equipment | Tech Spec Group C
71 | RT2-05-008 | Examination Light, LED, Mobile | Cat 5 | General Medical Equipment | Tech Spec Group C
72 | RT2-05-009 | Examination Light, LED, Mobile with battery | Cat 5 | General Medical Equipment | Tech Spec Group C
73 | RT2-05-010 | Examination Light, LED, Wall-mount | Cat 5 | General Medical Equipment | Tech Spec Group C
74 | RT2-05-011 | Infusion Pump, Neo | Cat 5 | General Medical Equipment | Tech Spec Group C
75 | RT2-05-012 | Infusion Pump, Paeds-Adult | Cat 5 | General Medical Equipment | Tech Spec Group C
76 | RT2-05-013 | Monitor, Basic | Cat 5 | General Medical Equipment | Tech Spec Group C
77 | RT2-05-014 | Monitor, ICU | Cat 5 | General Medical Equipment | Tech Spec Group C
78 | RT2-05-015 | Monitor, ICU with Transport Module | Cat 5 | General Medical Equipment | Tech Spec Group C
79 | RT2-05-016 | Central Monitoring, 8-bed package | Cat 5 | General Medical Equipment | Tech Spec Group C
80 | RT2-05-017 | Central Monitoring Station, ICU | Cat 5 | General Medical Equipment | Tech Spec Group C
81 | RT2-05-018 | Vital Signs Monitor with oximetery & Temp | Cat 5 | General Medical Equipment | Tech Spec Group C
82 | RT2-05-019 | Pulse Oximeter, Tabletop | Cat 5 | General Medical Equipment | Tech Spec Group C
83 | RT2-05-020 | Transcutaneous CO2 Monitor, Non-Invasive | Cat 5 | General Medical Equipment | Tech Spec Group C
84 | RT2-05-021 | Pulse Wave Monitor, Non-Invasive | Cat 5 | General Medical Equipment | Tech Spec Group C
85 | RT2-05-022 | Theater Light, Mobile | Cat 5 | General Medical Equipment | Tech Spec Group C
86 | RT2-05-023 | Dermatoscope | Cat 5 | General Medical Equipment | Tech Spec Group C
87 | RT2-05-024 | Infusion Pump, MRI Compatible | Cat 5 | General Medical Equipment | Tech Spec Group C
88 | RT2-05-025 | Syringe Driver, Neonatal | Cat 5 | General Medical Equipment | Tech Spec Group C
89 | RT2-05-026 | Syringe Driver, Paeds-Adult | Cat 5 | General Medical Equipment | Tech Spec Group C
90 | RT2-05-027 | Pressure Relief Pump with Mattress (180kg), Overlay | Cat 5 | General Medical Equipment | Tech Spec Group C
91 | RT2-05-028 | Pressure Relief Pump with Mattress (270kg), Overlay | Cat 5 | General Medical Equipment | Tech Spec Group C
92 | RT2-05-029 | Pressure Relief Pump with Mattress (180kg), Replacement | Cat 5 | General Medical Equipment | Tech Spec Group C
93 | RT2-05-030 | Pressure Relief Pump with Mattress (270kg), Replacement | Cat 5 | General Medical Equipment | Tech Spec Group C
94 | RT2-05-031 | Deep Vein Thrombosis (DVT) Pump | Cat 5 | General Medical Equipment | Tech Spec Group C
95 | RT2-05-032 | Ultrasound, Cardiology | Cat 5 | General Medical Equipment | Tech Spec Group C
96 | RT2-05-033 | Cardiac Output Monitor | Cat 5 | General Medical Equipment | Tech Spec Group C
97 | RT2-05-034 | Suction unit, wall-mount | Cat 5 | General Medical Equipment | Tech Spec Group C
98 | RT2-05-035 | Suction Unit, Mobile with Battery | Cat 5 | General Medical Equipment | Tech Spec Group C
99 | RT2-05-036 | Central Patient Monitoring, 12-Bed ICU Package | Cat 5 | General Medical Equipment | Tech Spec Group C
100 | RT2-05-037 | Central Patient Monitoring, 16-Bed ICU Package | Cat 5 | General Medical Equipment | Tech Spec Group C
101 | RT2-06-001 | Doppler, Vascular | Cat 6 | General Surgery Equipment | Tech Spec Group D
102 | RT2-06-002 | Electrosurgical Unit, Basic | Cat 6 | General Surgery Equipment | Tech Spec Group D
103 | RT2-06-003 | Electrosurgery unit, general surgery (350W) | Cat 6 | General Surgery Equipment | Tech Spec Group D
104 | RT2-06-004 | Electrosurgical Unit, Advanced | Cat 6 | General Surgery Equipment | Tech Spec Group D
105 | RT2-06-005 | Electrosurgical Unit, Argon | Cat 6 | General Surgery Equipment | Tech Spec Group D
106 | RT2-07-001 | Electric Drill, Small bones | Cat 7 | Orthopaedic Equipment | Tech Spec Group E
107 | RT2-07-002 | Electric Drill, Large bones | Cat 7 | Orthopaedic Equipment | Tech Spec Group E
108 | RT2-07-003 | Battery-Operated Drill, Small bones | Cat 7 | Orthopaedic Equipment | Tech Spec Group E
109 | RT2-07-004 | Battery-Operated Drill, Large bones | Cat 7 | Orthopaedic Equipment | Tech Spec Group E
110 | RT2-07-005 | Tourniquet | Cat 7 | Orthopaedic Equipment | Tech Spec Group E
111 | RT2-07-006 | Plaster Saw | Cat 7 | Orthopaedic Equipment | Tech Spec Group E
112 | RT2-07-007 | Plaster Saw with Vacuum Extractor | Cat 7 | Orthopaedic Equipment | Tech Spec Group E
113 | RT2-07-008 | Dermatome, Cordless | Cat 7 | Orthopaedic Equipment | Tech Spec Group E
114 | RT2-07-009 | Dermatome, Pneumatic | Cat 7 | Orthopaedic Equipment | Tech Spec Group E
115 | RT2-07-010 | Skin Graft Mesher | Cat 7 | Orthopaedic Equipment | Tech Spec Group E
116 | RT2-07-011 | Arthroscopic Shaver | Cat 7 | Orthopaedic Equipment | Tech Spec Group E
117 | RT2-08-001 | A&B Scanner Combo Unit | Cat 8 | Ophthalmology Equipment | Tech Spec Group E
118 | RT2-08-002 | Auto Ref-Keratometer | Cat 8 | Ophthalmology Equipment | Tech Spec Group E
119 | RT2-08-003 | Laser Unit, Argon | Cat 8 | Ophthalmology Equipment | Tech Spec Group E
120 | RT2-08-004 | Laser Unit, YAG | Cat 8 | Ophthalmology Equipment | Tech Spec Group E
121 | RT2-08-005 | Luminometer | Cat 8 | Ophthalmology Equipment | Tech Spec Group E
122 | RT2-08-006 | Optical Coherence Tomography Unit | Cat 8 | Ophthalmology Equipment | Tech Spec Group E
123 | RT2-08-007 | Phoropter | Cat 8 | Ophthalmology Equipment | Tech Spec Group E
124 | RT2-08-008 | Slit-Lamp, Basic | Cat 8 | Ophthalmology Equipment | Tech Spec Group E
125 | RT2-08-009 | Slit-Lamp, Advanced | Cat 8 | Ophthalmology Equipment | Tech Spec Group E
126 | RT2-08-010 | Tonometer, Hand-held | Cat 8 | Ophthalmology Equipment | Tech Spec Group E
127 | RT2-08-011 | Visual Field Analyser | Cat 8 | Ophthalmology Equipment | Tech Spec Group E
128 | RT2-08-012 | Vitrectomy Unit | Cat 8 | Ophthalmology Equipment | Tech Spec Group E
129 | RT2-10-001 | Autoclave, Tabletop, 24-30L | CAT 10 | Sterilization & Disinfection Equipment | Tech Spec Group B
130 | RT2-10-003 | Autoclave, Tabletop, 40-50L | CAT 10 | Sterilization & Disinfection Equipment | Tech Spec Group B
131 | RT2-10-004 | Ultrasonic Washer (30L) | CAT 10 | Sterilization & Disinfection Equipment | Tech Spec Group B
132 | RT2-10-005 | Heat Sealer | CAT 10 | Sterilization & Disinfection Equipment | Tech Spec Group B
133 | RT2-10-006 | Plasma Sterilizer 35-50L | CAT 10 | Sterilization & Disinfection Equipment | Tech Spec Group B
134 | RT2-10-007 | Plasma Sterilizer 85-110L | CAT 10 | Sterilization & Disinfection Equipment | Tech Spec Group B
135 | RT2-10-008 | Plasma Sterilizer 145-160L | CAT 10 | Sterilization & Disinfection Equipment | Tech Spec Group B
136 | RT2-10-009 | Endoscope Washer | CAT 10 | Sterilization & Disinfection Equipment | Tech Spec Group B
137 | RT2-12-001 | Microscope, Ophthalmology, Basic | Cat 12 | Microscopes And Other Advanced Technology | Tech Spec Group E
138 | RT2-12-002 | Microscope, Ophthalmology, Advanced | Cat 12 | Microscopes And Other Advanced Technology | Tech Spec Group E
139 | RT2-12-003 | Microscope, ENT, Basic | Cat 12 | Microscopes And Other Advanced Technology | Tech Spec Group E
140 | RT2-12-004 | Microscope, ENT, Advanced | Cat 12 | Microscopes And Other Advanced Technology | Tech Spec Group E
141 | RT2-12-005 | Microscope, Neurosurgery, Basic | Cat 12 | Microscopes And Other Advanced Technology | Tech Spec Group E
142 | RT2-12-006 | Microscope, Neurosurgery, Advanced | Cat 12 | Microscopes And Other Advanced Technology | Tech Spec Group E
143 | RT2-12-007 | Robotic Surgical System | Cat 12 | Microscopes And Other Advanced Technology | Tech Spec Group E
144 | RT2-12-008 | Robotic Digital Surgical Microscope | Cat 12 | Microscopes And Other Advanced Technology | Tech Spec Group E
145 | RT2-13-001 | Instrument Washer, Under-counter | Cat 13 | Installation Alterations Required | Tech Spec Group B
146 | RT2-13-002 | Instrument Washer, Single door | Cat 13 | Installation Alterations Required | Tech Spec Group B
147 | RT2-13-003 | Instrument Washer, Double door | Cat 13 | Installation Alterations Required | Tech Spec Group B
148 | RT2-13-004 | Theater Light, Ceiling-Mount | Cat 13 | Installation Alterations Required | Tech Spec Group B
149 | RT2-13-005 | Dialysis Machine (CRRT) | Cat 13 | Installation Alterations Required | Tech Spec Group B
150 | RT2-13-006 | Intermittent Hemodialysis | Cat 13 | Installation Alterations Required | Tech Spec Group B
151 | RT2-13-007 | Mobile RO system | Cat 13 | Installation Alterations Required | Tech Spec Group B
152 | RT2-13-008 | Complete RO plant | Cat 13 | Installation Alterations Required | Tech Spec Group B
153 | RT2-13-009 | Nurse Call System, 8 Bed | Cat 13 | Installation Alterations Required | Tech Spec Group B
154 | RT2-13-010 | Nurse Call System, 16 Bed | Cat 13 | Installation Alterations Required | Tech Spec Group B
155 | RT2-13-011 | Nurse Call System, 24 Bed | Cat 13 | Installation Alterations Required | Tech Spec Group B
156 | RT2-14-001 | Laparascope, Mid-range | Cat 14 | Multi-Disciplinary Specialized Equipment | Tech Spec Group E
157 | RT2-14-002 | Laparascope, High-end (3D) | Cat 14 | Multi-Disciplinary Specialized Equipment | Tech Spec Group E
158 | RT2-14-003 | Lapscope Instruments | Cat 14 | Multi-Disciplinary Specialized Equipment | Tech Spec Group E
159 | RT2-14-004 | Endoscopic & Exoscopic, Video System, Neurosurgery | Cat 14 | Multi-Disciplinary Specialized Equipment | Tech Spec Group E
160 | RT2-14-005 | Video Endoscopic System | Cat 14 | Multi-Disciplinary Specialized Equipment | Tech Spec Group E
161 | RT2-14-006 | Shear Wave Elastrograph | Cat 14 | Multi-Disciplinary Specialized Equipment | Tech Spec Group E

## CAT 1 - ANAESTHESIA EQUIPMENT
RT2-2025 SUPPLY, DELIVERY, INSTALLATION, COMMISSIONING, TRAINING AND MAINTENANCE OF MEDICAL EQUIPMENT TO THE STATE FOR THE PERIOD 1 AUGUST 2026 TO 31 JULY 20230 CONTRACT PRICING WITH REPLACEMENT ACCESSORIES
CATEGOGY 1: ANAESTHESIA EQUIPMENT
# | RT2-01-001
1 | Item Number: RT2-01-001
2 | Item Name :Anaesthetic Machine, Basic
3 | Suppliers' Name | Class Three Medical Solutions (Pty) Ltd (Offer 1) | Mbuso Medical Supplies (Pty) Ltd (Offer 1) | Medhold Medical Pty) Ltd (Offer 1) | Medhold Medical (Pty) Ltd (Offer 2) | Medhold Medical Pty) Ltd (Offer 3) | Respiratory Care Africa (Pty) Ltd (Offer 1) | Respiratory Care Africa Pty) Ltd (Offer 3)
3.1 | Make/Brand | Shenzhen Comen | Lowenstein | GE Healthcare | GE Healthcare | GE Healthcare | Mindray | Mindray
3.2 | Model | AX400 | Leon Plus | M9100175 - 9100C NXT | 1012-9620-200-CS620 Basic | M9100175 -9100C NXT ADV | MDRA1 | MDRA3
3.3 | Country of Origin | China | Germany | China | China | China | China | China
3.4 | Lead time | 90 Days | 30 Days | 84 Days | 84 Days | 84 Days | 75 Days | 75 Days
4 | A starter-pack of consumables must be supplied with the unit comprising at least the following for both Paediatric and Adult patients: | Qty | Qty | Qty | Qty | Qty | Qty | Qty
4.1 | Adult Patients starter-pack:
4.1.1 | Anaesthesia circuit (Adult, single/double limb design) Disposable. 1.8m (Complete with Y-piece, Elbow, Catheter mount, Rebreathing bag) x10
4.1.2 | Anaesthesia circuit (Paediatric, single/double limb design) Disposable. 1.8m (Complete with Y-piece, Elbow, Catheter mount, Rebreathing bag) x10
4.1.3 | Re-breathing circuit complete x10
4.1.4 | Non-re-breathing circuit complete x10
4.1.5 | Flow sensor (pack of 2) x5
4.1.6 | Spirometry line x10
4.1.7 | Sample line (pack of 10)
4.1.8 | Face masks: (sizes 00, 0, 1, 2, 3, 4, 5) x10
4.1.9 | Bacterial/viral filter x10
4.1.10 | Manual ventilation hose x10
4.1.11 | Fresh gas tubing
4.1.12 | Seal for back-up cylinder connection on the unit
4.1.13 | Scavenger tubing (as per institution's scavenging outlet)
4.1.14 | Inspiratory and expiratory unidirectional valves
4.1.15 | Side stream CO2 kit (adult/paed)
4.1.16 | Disposable Adult Spirometry Set complete with spirometry tube, sample line and flow sensor, 3 m, box of 20 pieces
4.1.17 | Disposable Paediatric Spirometry Set complete with spirometry tube, sample line and flow sensor, 3 m, box of 20 pieces
4.1.18 | Gas sample tube with luer lock connection, 3m, disposable (10 pcs)
4.1.19 | Suction Tubing Set inc connector
4.1.20 | Resuscitator Adult, 1500mL, autoclavable, silicone
4.1.21 | Resuscitator Paediatric, 550mL, autoclavable, silicone
4.1.22 | Tubing set Paediatric for circle systems
5 | Warranty (2-year): Year 1 and Year 2
5.1 | Warranty Entails: A 2-year warranty against poor workmanship and latent defects and parts. This must be all inclusive and include, BUT NOT LIMITED TO, amongst others, ALL PARTS (including Batteries), Labour, Traveling and Accommodation. The 2-year warranty must also include all quality check, quality assurance requirements, Preventative/Corrective Maintenance/Calibrations, Software updates and upgrades to be included. This 2-year warranty will commence after formal Commissioning and handover of the equipment.
6 | Unit Price(Inclusive of VAT, Standard Accessories & Consumables, and 2-year Warranty) | 334878.88 | 638871.74 | 466814.62 | 600162.83 | 592846.57 | 459635 | 520000
7 | Post Warranty 5 Year Comprehensive Maintenance
| Year 3 | TBC | TBC | TBC | TBC | TBC | TBC | TBC
| Year 4 | TBC | TBC | TBC | TBC | TBC | TBC | TBC
| Year 5 | TBC | TBC | TBC | TBC | TBC | TBC | TBC
| Year 6 | TBC | TBC | TBC | TBC | TBC | TBC | TBC
| Year 7 | TBC | TBC | TBC | TBC | TBC | TBC | TBC
| Total Maintenance Cost: | 0 | 0 | 0 | 0 | 0 | 0 | 0
Maintenance Entails: A Fully Comprehensive 5-year Preventative Maintenance/Service and Corrective Maintenance/Repair contract covering all equipment, hardware and software. This contract would cover, but not be limited to the following: ALL PARTS (including Batteries), labour, travelling, accommodation, service and repair. The 5-year Maintenance Plan must also include all quality check, quality assurance requirements, calibrations , Software updates and upgrades.This contract will commence after the 2-year warranty period has expired.
8 | Estimated Life-span | 10 Years | 10 Years | 10 Years | 10 Years | 10 Years | 10 Years | 10 Years
9 | Replacement Accessories & Consumables | Delivered Price | Delivered Price | Delivered Price | Delivered Price | Delivered Price | Delivered Price | Delivered Price
RT2-01-01a | Anaesthesia circuit (Adult, single/double limb design) Disposable. 1.8m (Complete with Y-piece, Elbow, Catheter mount, Rebreathing bag) | 798.32 | 155 | 1040.82 | TBC | TBC | 187 | 187
RT2-01-01b | Anaesthesia circuit (Paediatric, single/double limb design) Disposable. 1.8m (Complete with Y-piece, Elbow, Catheter mount, Rebreathing bag) | 798.32 | 155 | 625.84 | 208.16 | 208.16 | 187 | 187
RT2-01-01c | Anaesthesia circuit (neonatal, single/double limb design) Disposable. 1.8m (Complete with Y-piece, Elbow, Catheter mount, Rebreathing bag) | 798.32 | 155 | 631.88 | 520.38 | 520.38 | 187 | 187
RT2-01-01d | Re-breathing circuit complete | 798.32 | 155 | 274.1 | 274.1 | 274.1 | 187 | 187
RT2-01-01e | Non-re-breathing circuit complete | 798.32 | 155 | 477.75 | 477.75 | 477.75 | 491 | 491
RT2-01-01f | Flow sensor (pack of 2) | TBC | TBC | TBC | TBC | TBC | TBC | TBC
RT2-01-01g | Spirometry line | TBC | TBC | 422.46 | 422.46 | 422.46 | TBC | TBC
RT2-01-01h | Sample line (pack of 10) | TBC | TBC | 690.49 | 690.49 | 690.49
RT2-01-01i-1 | Face masks: size 00 | 56.44 | 68.22 | 20.43 | 20.43 | 20.43 | 58 | 58
RT2-01-01i-2 | Face masks: size 0 | 56.44 | 69.55 | 20.43 | 20.43 | 20.43 | 58 | 58
RT2-01-01i-3 | Face masks: size 1 | 56.44 | 72.13 | 20.43 | 20.43 | 20.43 | 58 | 58
RT2-01-01i-4 | Face masks: size 2 | 56.44 | 72.55 | 20.43 | 20.43 | 20.43 | 58 | 58
RT2-01-01i-5 | Face masks: size 3 | 56.44 | 95.53 | 20.43 | 20.43 | 20.43 | 58 | 58
RT2-01-01i-6 | Face masks: size 4 | 56.44 | 97.82 | 20.43 | 20.43 | 20.43 | 58 | 58
RT2-01-01i-7 | Face masks: size 5 | 56.44 | 102.05 | 20.43 | 20.43 | 20.43 | 58 | 58
RT2-01-01j | Bacterial/viral filter | 69.5 | 68.00 | 43.86 | 43.86 | 43.86 | 58 | 58
RT2-01-01j-2 | Bacterial/viral filter |  |  | 58.44 | 58.44 | 58.44
RT2-01-01j-3 | Bacterial/viral filter |  |  | 45.23 | 45.23 | 45.23
RT2-01-01k | Y connector | 502.35 | 12.39 | N/A | N/A | N/A | 436 | 436
RT2-01-01l | Manual ventilation hose | 553.01 | TBC | N/A | N/A | N/A | 518 | 518
RT2-01-01m | Fresh gas tubing | N/A | 1000 | N/A | N/A | N/A
RT2-01-01n | Seal for back-up cylinder connection on the unit | 184.68 | 160 | N/A | N/A | N/A | 468 | 468
RT2-01-01o | Scavenger tubing (as per institution's scavenging outlet) | TBC | TBC | N/A | N/A | N/A | 2371 | 2371
RT2-01-01p | Inspiratory and expiratory unidirectional valves | N/A | 330 | N/A | N/A | N/A | 857 | 857
RT2-01-01q | Side stream CO2 kit (adult/paed) | TBC | TBC | 3974.46 | 3974.46 | 3974.46 | 3301 | 3301
RT2-01-01r | Disposable Adult Spirometry Set complete with spirometry tube, sample line and flow sensor, 3 m, box of 20 pieces |  | TBC | TBC | TBC | TBC
RT2-01-01s | Disposable Paediatric Spirometry Set complete with spirometry tube, sample line and flow sensor, 3 m, box of 20 pieces |  | TBC | TBC | TBC | TBC
RT2-01-01t | Gas sample tube with luer lock connection, 3m, disposable (10 pcs) | 3813.79 | 4000 | 690.49 | 690.49 | 690.49 | 3325 | 3325
RT2-01-01u | Suction Tubing Set inc connector | 3733.15 | 3900 | N/A | N/A | N/A | 531 | 531
RT2-01-01v | Resuscitator Adult, 1500mL, autoclavable, silicone | 879.9 | 750 | N/A | N/A | N/A | 531 | 531
RT2-01-01w | Resuscitator Paediatric, 550mL, autoclavable, silicone | 879.9 | 750 | N/A | N/A | N/A | 531 | 531
RT2-01-01x | Tubing set Paediatric for circle systems | 451.75 | 900 | 107.38 | 107.38 | 107.38 | 187 | 187
RT2-01-01y | sevoflurane vaporizer | TBC | TBC | TBC | TBC | TBC | TBC | TBC
RT2-01-01z | Isoflurane vaporizer | TBC | TBC | TBC | TBC | TBC | TBC | TBC
RT2-01-01zz | Desflurane vaporizer | TBC | TBC | TBC | TBC | TBC | TBC | TBC
# | RT2-01-002
1 | Item Number: RT2-01-002
2 | Item Name : Anaesthetic Machine, Basic with Monitor
3 | Suppliers' Name | Class Three Medical Solutions Pty) Ltd (Offer 1) | Dräger South Africa (Pty) Ltd | Mbuso Medical Supplies (Pty) Ltd (Offer 1) | Medhold Medical Pty) Ltd (Offer 1) | Medhold Medical (Pty) Ltd (Offer 2) | Medhold Medical Pty) Ltd (Offer 3)
3.1 | Make/Brand | Comen | Dräger | Lowenstein | GE Healthcare | GE Healthcare | GE Healthcare
3.2 | Model | AX400+ N12M | Atlan A100 - 8621100 & Vista 300 - 2601967 | Leon Plus | 9100C NXT with B105M TS/N | Carestation 620 Basic with B105M TS/N | Carestation 620 Basic B125M TS/N
3.3 | Country of Origin | China | Germany | Germany | China | China | China
3.4 | Lead time | 90 Days | 10 - 12 years | 30 Days | 84 Days | 84 Days | 84 Days
4 | A starter-pack of consumables must be supplied with the unit: | Qty | Qty | Qty | Qty | Qty | Qty
4.1 | Re-breathing bag, reusable, rubber
4.1.1 | Reservoir bag
4.1.2 | Pressure limiting valve, adjustable
4.1.3 | Oxygen fuel cell analyser with fuel cell
4.1.4 | Adult & Paediatric volume sensor re-usable
4.1.5 | Water trap for multigas monitor, re-usable (10 pcs.)
4.1.6 | A full set paediatric 3/5 lead ECG cables
4.1.7 | A full set adult 3/5 lead ECG cables
4.1.8 | Reusable paediatric cuffs
4.1.9 | Reusable adult cuffs
4.1.10 | Reusable neonate cuffs
4.1.11 | Reusable obese cuffs
4.1.12 | Air hoses
4.1.13 | Finger sensor for paeds
4.1.14 | Finger sensor for adults
4.1.15 | Earlobe sensor for paeds
4.1.16 | Earlobe sensor for adults
4.1.17 | Finger wrap-around probe for neonates
4.1.18 | Sensor lead
4.1.19 | Two reusable temperature probes
4.1.20 | State the cost and frequency of replacement for the flow sensors.
4.1.21 | State the cost and frequency of replacement for the fuel cell.
4.1.22 | Vaporizer key-fillers (Sevo & Iso)
4.1.23 | Sevoflurane vaporizer
4.1.24 | Isoflurane vaporizer
4.1.25 | Anaesthesia circuit (Adult, single/double limb design) Disposable. 1.8m (Complete with Y-piece, Elbow, Catheter mount, Rebreathing bag)
4.1.26 | Anaesthesia circuit (Paediatric, single/double limb design) Disposable. 1.8m (Complete with Y-piece, Elbow, Catheter mount, Rebreathing bag)
4.1.27 | Anaesthesia circuit (neonatal, single/double limb design) Disposable. 1.8m (Complete with Y-piece, Elbow, Catheter mount, Rebreathing bag)
4.1.28 | Re-breathing circuit complete
4.1.29 | Non-re-breathing circuit complete
4.1.30 | Flow sensor (pack of 2)
4.1.31 | Spirometry line
4.1.32 | Sample line (pack of 10)
4.1.33 | Face masks: sizes 00, 0, 1, 2, 3, 4, 5.
4.1.34 | Bacterial/viral filter
4.1.35 | Y connector
4.1.36 | Manual ventilation hose
4.1.37 | Fresh gas tubing
4.1.38 | Seal for back-up cylinder connection on the unit
4.1.39 | Scavenger tubing (as per institution's scavenging outlet)
4.1.40 | Inspiratory and expiratory unidirectional valves
4.1.41 | Side stream CO2 kit (adult/paed)
4.1.42 | Disposable Adult Spirometry Set complete with spirometry tube, sample line and flow sensor, 3 m, box of 20 pieces
4.1.43 | Disposable Paediatric Spirometry Set complete with spirometry tube, sample line and flow sensor, 3 m, box of 20 pieces
4.1.44 | Gas sample tube with luer lock connection, 3m, disposable (10 pcs)
4.1.45 | Suction Tubing Set inc connector
4.1.46 | Resuscitator Adult, 1500mL, autoclavable, silicone
4.1.47 | Resuscitator Paediatric, 550mL, autoclavable, silicone
4.1.48 | Tubing set Paediatric for circle systems
5 | Warranty (2-year): Year 1 and Year 2
5.1 | Warranty Entails: A 2-year warranty against poor workmanship and latent defects and parts. This must be all inclusive and include, BUT NOT LIMITED TO, amongst others, ALL PARTS (including Batteries), Labour, Traveling and Accommodation. The 2-year warranty must also include all quality check, quality assurance requirements, Preventative/Corrective Maintenance/Calibrations, Software updates and upgrades to be included. This 2-year warranty will commence after formal Commissioning and handover of the equipment.
6 | Unit Price(Inclusive of VAT, Standard Accessories & Consumables, and 2-year Warranty) | 523254.95 | 640836.44 | 720467.7 | 619642.85 | 765552.53 | 781795.34
7 | Post Warranty 5 Year Comprehensive Maintenance
| Year 3 | 24881.93 | 0 | 27266.43 | TBC | TBC | TBC
| Year 4 | 27575.25 | 32196.44 | 18392.48 | TBC | TBC | TBC
| Year 5 | 29425.1 | 34128.23 | 20549.14 | TBC | TBC | TBC
| Year 6 | 18406.25 | 36175.92 | 32345.13 | TBC | TBC | TBC
| Year 7 | 29425.1 | 38346.48 | 2027.83 | TBC | TBC | TBC
| Total Maintenance Cost: | 129713.63 | 140847.07 | 100581.01 | 0 | 0 | 0
Maintenance Entails: A Fully Comprehensive 5-year Preventative Maintenance/Service and Corrective Maintenance/Repair contract covering all equipment, hardware and software. This contract would cover, but not be limited to the following: ALL PARTS (including Batteries), labour, travelling, accommodation, service and repair. The 5-year Maintenance Plan must also include all quality check, quality assurance requirements, calibrations , Software updates and upgrades.This contract will commence after the 2-year warranty period has expired.
8 | Estimated Life-span | 10 Years | 10 - 12 Years | 10 Years | 10 Years | 10 Years | 10 Years
9 | Replacement Accessories & Consumables | Delivered Price | Delivered Price | Delivered Price | Delivered Price | Delivered Price | Delivered Price
RT2-01-002a | A full set paediatric 3/5 lead ECG cable | 1506.34 | 1157.44 | TBC | TBC | TBC | TBC
RT2-01-002a | A full set paediatric 3/5 lead ECG cable |  | 626.81
RT2-01-002b | A full set adult 3/5 lead ECG cable | 1506.34 | 1157.44 | TBC | TBC | TBC | TBC
RT2-01-002b | A full set adult 3/5 lead ECG cable |  | 626.81
RT2-01-002c | Reusable paediatric cuff | 127.88 | 407.92 | 412 | 422.47 | 422.47 | 422.47
RT2-01-002d | Reusable adult cuff | 137.73 | 434.45 | 412 | 469.4 | 469.4 | 469.4
RT2-01-002e | Reusable neonate cuff | 137.73 | 257.69 | 412 | 386.87 | 386.87 | 386.87
RT2-01-002f | Reusable obese cuff | 187.63 | 464.3 | 412 | 586.17 | 586.17 | 586.17
RT2-01-002g | Air hose | 666.34 | 779.36 | 1354 | 1451.46 | 1451.46 | 1451.46
RT2-01-002h | Finger sensor for paeds | 1398.18 | TBC | TBC | TBC | TBC | TBC
RT2-01-002i | Finger sensor for adults | 1122.3 | TBC | TBC | TBC | TBC | TBC
RT2-01-002j | Earlobe sensor for paeds | 1122.3 | 517.01
RT2-01-002j | Earlobe sensor for paeds |  | TBC | 2012 | 2347.01 | TBC | 2347.01
RT2-01-002k | Earlobe sensor for adults | 1122.3 | 517.01 | 2012 | 2769.47 | TBC | 2769.47
RT2-01-002k | Earlobe sensor for adults |  | TBC
RT2-01-002l | Finger wrap-around probe for neonates | 1398.18 | TBC | 1412 | TBC | TBC | TBC
RT2-01-002m | Sensor lead | 745.89 | TBC | 1400 | 1473.79 | TBC | 1473.79
RT2-01-002n | Reusable temperature probe | 1263.47 | 1084.47 | 1460 | TBC | TBC | TBC
RT2-01-002n | Reusable temperature probe |  |  |  | TBC | TBC | TBC
# | RT2-01-003
1 | Item Number: RT2-01-003
2 | Item Name: Anaesthetic Machine, Standard
3 | Suppliers' Name | Class Three Medical Solutions Pty) Ltd (Offer 1) | Mbuso Medical Supplies (Pty) Ltd (Offer 1) | Dräger South Africa (Pty) Ltd (Offer 1) | Medhold Medical Pty) Ltd (Offer 1) | Medhold Medical (Pty) Ltd (Offer 2)
3.1 | Make/Brand | Comen | Lowenstein | Dräger | GE | GE
3.2 | Model | AX700 | LEON PLUS | Atlan A350 Compact | CS620 | CS650
3.3 | Country of Origin | China | Germany | Germany | China | China
3.4 | Lead time | 90 Days | 30 Days | 56-84 days | 84 Days | 84 Days
4 | A starter-pack of consumables must be supplied with the unit: | Qty | Qty | Qty | Qty | Qty
4.1 | Re-breathing bag, reusable, rubber
4.2 | Reservoir bag
4.3 | Pressure limiting valve, adjustable
4.4 | Oxygen fuel cell analyser
4.5 | Flow sensors.
4.6 | Fuel cell.
4.7 | Vaporizer key-fillers (Sevo, & Iso)
4.8 | The unit must be supplied with two vaporizers (one must sevoflurane, the other must be of the choice of the buying institution)
4.9 | Anaesthesia circuit (Adult, single/double limb design) Disposable. 1.8m (Complete with Y-piece, Elbow, Catheter mount, Rebreathing bag)
4.10 | Anaesthesia circuit (Paediatric, single/double limb design) Disposable. 1.8m (Complete with Y-piece, Elbow, Catheter mount, Rebreathing bag)
4.11 | Anaesthesia circuit (neonatal, single/double limb design) Disposable. 1.8m (Complete with Y-piece, Elbow, Catheter mount, Rebreathing bag)
4.12 | Re-breathing circuit complete
4.13 | Non-re-breathing circuit complete
4.14 | Maintenance-free Flow sensor (pack of 2)
4.15 | Spirometry line
4.16 | Sample line (pack of 10)
4.17 | Face masks: sizes 00, 0, 1, 2, 3, 4, 5.
4.18 | Bacterial/viral filter
4.19 | Y connector
4.20 | Manual ventilation hose
4.21 | Fresh gas tubing
4.22 | Seal for back-up cylinder connection on the unit
4.23 | Scavenger tubing
4.24 | Inspiratory and expiratory unidirectional valves
4.25 | Side stream CO2 kit (adult/paed)
4.26 | Disposable Adult Spirometry Set complete with spirometry tube, sample line and flow sensor, 3 m, box of 20 pieces
4.27 | Disposable Paediatric Spirometry Set complete with spirometry tube, sample line and flow sensor, 3 m, box of 20 pieces
4.28 | Gas sample tube with luer lock connection, 3m, disposable (10 pcs)
4.29 | Suction Tubing Set inc connector
4.30 | Resuscitator Adult, 1500mL, autoclavable, silicone
4.31 | Resuscitator Paediatric, 550mL, autoclavable, silicone
4.32 | Tubing set Paediatric for circle systems
5 | Warranty (2-year): Year 1 and Year 2
5.1 | Warranty Entails: A 2-year warranty against poor workmanship and latent defects and parts. This must be all inclusive and include, BUT NOT LIMITED TO, amongst others, ALL PARTS (including Batteries), Labour, Traveling and Accommodation. The 2-year warranty must also include all quality check, quality assurance requirements, Preventative/Corrective Maintenance/Calibrations, Software updates and upgrades to be included. This 2-year warranty will commence after formal Commissioning and handover of the equipment.
6 | Unit Price(Inclusive of VAT, Standard Accessories & Consumables, and 2-year Warranty) | 554244.96 | 639168.74 | 662083 | 686196.46 | 724032.37
7 | Post Warranty 5 Year Comprehensive Maintenance
| Year 3 | TBC | TBC | Included in Price | TBC | TBC
| Year 4 | TBC | TBC | TBC | TBC | TBC
| Year 5 | TBC | TBC | TBC | TBC | TBC
| Year 6 | TBC | TBC | TBC | TBC | TBC
| Year 7 | TBC | TBC | TBC | TBC | TBC
| Total Maintenance Cost: | 0 | 0 | 0 | 0 | 0
Maintenance Entails: A Fully Comprehensive 5-year Preventative Maintenance/Service and Corrective Maintenance/Repair contract covering all equipment, hardware and software. This contract would cover, but not be limited to the following: ALL PARTS (including Batteries), labour, travelling, accommodation, service and repair. The 5-year Maintenance Plan must also include all quality check, quality assurance requirements, calibrations , Software updates and upgrades.This contract will commence after the 2-year warranty period has expired.
8 | Estimated Life-span | 10 Years | 10 Years | 10 - 12 years
9 | Replacement Accessories & Consumables | Delivered Price | Delivered Price | Delivered Price | Delivered Price | Delivered Price | Delivered Price
RT2-01-03a | Anaesthesia circuit (Adult, single/double limb design) Disposable. 1.8m (Complete with Y-piece, Elbow, Catheter mount, Rebreathing bag) | 810.48 | 155 | 26.84 | 1040.82 | 1040.82
RT2-01-03a | Anaesthesia circuit (Adult, single/double limb design) Disposable. 1.8m (Complete with Y-piece, Elbow, Catheter mount, Rebreathing bag) |  |  | 160.47
RT2-01-03b | Anaesthesia circuit (Paediatric, single/double limb design) Disposable. 1.8m (Complete with Y-piece, Elbow, Catheter mount, Rebreathing bag) | 810.48 | 155 | 43.77 | 625.84 | 208.16
RT2-01-03b | Anaesthesia circuit (Paediatric, single/double limb design) Disposable. 1.8m (Complete with Y-piece, Elbow, Catheter mount, Rebreathing bag) |  |  | 235.17
RT2-01-03c | Anaesthesia circuit (neonatal, single/double limb design) Disposable. 1.8m (Complete with Y-piece, Elbow, Catheter mount, Rebreathing bag) | 810.48 | 155 | 43.77 | 631.88 | 520.38
RT2-01-03c | Anaesthesia circuit (neonatal, single/double limb design) Disposable. 1.8m (Complete with Y-piece, Elbow, Catheter mount, Rebreathing bag) |  |  | 249.17
RT2-01-03d | Re-breathing circuit complete |  |  | 159.89 | 274.1 | 274.1
RT2-01-03e | Non-re-breathing circuit complete | 810.48 | 155 |  | 477.75 | 477.75
RT2-01-03f | Flow sensor (pack of 2) | 6910.35 | 8337.5 | 5624.68 | TBC | TBC
RT2-01-03g | Spirometry line | N/A | 416.09 | N/A | 422.46 | 422.46
RT2-01-03h | Sample line (pack of 10) | TBC | TBC | 381.69 | 690.49 | 690.49
RT2-01-03i-1 | Face masks: sizes 00 | 57.3 | 68.22 | N/A | 20.43 | 20.43
RT2-01-03i-2 | Face masks: sizes 0 | 57.3 | 69.55 | 49.04 | 20.43 | 20.43
RT2-01-03i-3 | Face masks: sizes 1 | 57.3 | 72.13 | 49.04 | 20.43 | 20.43
RT2-01-03i-4 | Face masks: sizes 2 | 57.3 | 72.55 | 49.04 | 20.43 | 20.43
RT2-01-03i-5 | Face masks: sizes 3 | 57.3 | 95.53 | 49.04 | 20.43 | 20.43
RT2-01-03i-6 | Face masks: sizes 4 | 57.3 | 97.82 | 49.04 | 20.43 | 20.43
RT2-01-03i-7 | Face masks: sizes 5 | 57.3 | 102.53 | 49.04 | 20.43 | 20.43
RT2-01-03j | Bacterial/viral filter | 69.5 | 68 | 31.63 | 43.86 | 43.86
RT2-01-03j | Bacterial/viral filter |  |  |  | 58.44 | 58.44
RT2-01-03j | Bacterial/viral filter |  |  |  | 45.23 | 45.23
RT2-01-03k | Y connector | 510 | 12.39 | 963.98
RT2-01-03l | Manual ventilation hose | 559.4 | TBC
RT2-01-03m | Fresh gas tubing |  | 1000 | 159.89
RT2-01-03n | Seal for back-up cylinder connection on the unit | 187.49 | 160 | 800
RT2-01-03o | Scavenger tubing (as per institution's scavenging outlet) | 3356.29 | TBC | 2979.92
RT2-01-03p | Inspiratory and expiratory unidirectional valves |  | 330 | 496
RT2-01-03p | Inspiratory and expiratory unidirectional valves |  |  | 496
RT2-01-03q | Side stream CO2 kit (adult/paed) | TBC | TBC |  | 3974.46 | 3974.46
RT2-01-03r | Disposable Adult Spirometry Set complete with spirometry tube, sample line and flow sensor, 3 m, box of 20 pieces |  | TBC |  | TBC | TBC
RT2-01-03s | Disposable Paediatric Spirometry Set complete with spirometry tube, sample line and flow sensor, 3 m, box of 20 pieces |  | TBC |  | TBC | TBC
RT2-01-03t | Gas sample tube with luer lock connection, 3m, disposable (10 pcs) | TBC | TBC | 381.69 | 690.49 | 690.49
RT2-01-03u | Suction Tubing Set inc connector | TBC | TBC | 126.6 | 107.38 | 107.38
RT2-01-03v | Resuscitator Adult, 1500mL, autoclavable, silicone | 893.3 | 750 | 470.8
RT2-01-03w | Resuscitator Paediatric, 550mL, autoclavable, silicone | 893.3 | 750 | 459.93
RT2-01-03x | Tubing set Paediatric for circle systems | 550 | 900 | 85.2
RT2-01-03y | sevoflurane vaporizer | TBC | TBC | TBC | TBC | TBC
RT2-01-03z | Isoflurane vaporizer | TBC | TBC | TBC | TBC | TBC
RT2-01-03zz | Desflurane vaporizer | TBC | TBC | TBC | TBC | TBC
# | RT2-01-004
1 | Item Number: RT2-01-004
2 | Item Name: Anaesthetic Machine, Standard with Monitor
3 | Suppliers' Name | Class Three Medical Solutions Pty) Ltd (Offer 1) | Mbuso Medical Supplies (Pty) Ltd (Offer 1) | Dräger South Africa (Pty) Ltd (Offer 1) | Dräger South Africa (Pty) Ltd (Offer 2)
3.1 | Make/Brand | Comen | Lowenstein | Dräger South Africa | Dräger South Africa
3.2 | Model | AX700 + N15M | LEON PLUS | Atlan A350 C - & Vista 300 | Atlan A350 XL
3.3 | Country of Origin | China | Germany | Germany | Germany
3.4 | Lead time | 90 Days | 30 Days | 56-84 days | 56-84 days
4 | A starter-pack of consumables must be supplied with the unit: | Class Three Medical Solutions Pty) Ltd (Offer 1) | Mbuso Medical Supplies (Pty) Ltd (Offer 1) | Dräger South Africa (Pty) Ltd | Dräger South Africa (Pty) Ltd (Offer 2)
4.1 | Re-breathing bag, reusable, rubber
4.2 | Reservoir bag
4.3 | Pressure limiting valve, adjustable
4.4 | Oxygen fuel cell analyser with fuel cell
4.5 | Adult & Paediatric volume sensor re-usable
4.6 | Water trap for multigas monitor, re-usable (10 pcs.)
4.7 | A full set paediatric 3/5 lead ECG cables
4.8 | A full set adult 3/5 lead ECG cables
4.9 | Reusable paediatric cuffs
4.10 | Reusable adult cuffs
4.11 | Reusable neonate cuffs
4.12 | Reusable obese cuffs
4.13 | Air hoses
4.14 | Finger sensor for paeds
4.15 | Finger sensor for adults
4.16 | Earlobe sensor for paeds
4.17 | Earlobe sensor for adults
4.18 | Finger wrap-around probe for neonates
4.19 | Sensor lead
4.20 | Two reusable temperature probes
4.21 | State the cost and frequency of replacement for the flow sensors.
4.22 | State the cost and frequency of replacement for the fuel cell.
4.23 | Vaporizer key-fillers (Sevo & Iso)
4.24 | The unit must be supplied with two vaporizers (1x sevoflurane and 1x Iso)
4.25 | Anaesthesia circuit (Adult, single/double limb design) Disposable. 1.8m (Complete with Y-piece, Elbow, Catheter mount, Rebreathing bag)
4.26 | Anaesthesia circuit (Paediatric, single/double limb design) Disposable. 1.8m (Complete with Y-piece, Elbow, Catheter mount, Rebreathing bag)
4.27 | Anaesthesia circuit (neonatal, single/double limb design) Disposable. 1.8m (Complete with Y-piece, Elbow, Catheter mount, Rebreathing bag)
4.28 | Re-breathing circuit complete
4.29 | Non-re-breathing circuit complete
4.30 | Flow sensor (pack of 2)
4.31 | Spirometry line
4.32 | Sample line (pack of 10)
4.33 | Face masks: sizes 00, 0, 1, 2, 3, 4, 5.
4.34 | Bacterial/viral filter
4.35 | Y connector
4.36 | Manual ventilation hose
4.37 | Fresh gas tubing
4.38 | Seal for back-up cylinder connection on the unit
4.39 | Scavenger tubing (as per institution's scavenging outlet)
4.40 | Inspiratory and expiratory unidirectional valves
4.41 | Side stream CO2 kit (adult/paed)
4.42 | Disposable Adult Spirometry Set complete with spirometry tube, sample line and flow sensor, 3 m, box of 20 pieces
4.43 | Disposable Paediatric Spirometry Set complete with spirometry tube, sample line and flow sensor, 3 m, box of 20 pieces
4.44 | Gas sample tube with luer lock connection, 3m, disposable (10 pcs)
4.45 | Suction Tubing Set inc connector
4.46 | Resuscitator Adult, 1500mL, autoclavable, silicone
4.47 | Resuscitator Paediatric, 550mL, autoclavable, silicone
4.48 | Tubing set Paediatric for circle systems
5 | Warranty (2-year): Year 1 and Year 2
5.1 | Warranty Entails: A 2-year warranty against poor workmanship and latent defects and parts. This must be all inclusive and include, BUT NOT LIMITED TO, amongst others, ALL PARTS (including Batteries), Labour, Traveling and Accommodation. The 2-year warranty must also include all quality check, quality assurance requirements, Preventative/Corrective Maintenance/Calibrations, Software updates and upgrades to be included. This 2-year warranty will commence after formal Commissioning and handover of the equipment.
6 | Unit Price(Inclusive of VAT, Standard Accessories & Consumables, and 2-year Warranty) | 658952.83 | 720467.7 | 759613 | 998524
7 | Post Warranty 5 Year Comprehensive Maintenance
| Year 3 | 24881.93 | 27266.43 | 0 | 0
| Year 4 | 27575.25 | 18392.48 | 35982.76 | 39339.78
| Year 5 | 29425.1 | 20549.14 | 38141.73 | 41700.17
| Year 6 | 18406.25 | 32345.13 | 40430.23 | 44202.18
| Year 7 | 29425.1 | 2027.83 | 42856.04 | 46854.31
| Total Maintenance Cost: | 129713.63 | 100581.01 | 157410.76 | 172096.44
Maintenance Entails: A Fully Comprehensive 5-year Preventative Maintenance/Service and Corrective Maintenance/Repair contract covering all equipment, hardware and software. This contract would cover, but not be limited to the following: ALL PARTS (including Batteries), labour, travelling, accommodation, service and repair. The 5-year Maintenance Plan must also include all quality check, quality assurance requirements, calibrations , Software updates and upgrades.This contract will commence after the 2-year warranty period has expired.
8 | Estimated Life-span | 10 Years
9 | Replacement Accessories & Consumables | Delivered Price | Delivered Price | Delivered Price | Delivered Price | Delivered Price | Delivered Price
RT2-01-04a | A full set paediatric 3/5 lead ECG cable | 1529.28 | TBC | 626.81 | 1263.05
RT2-01-04a | A full set paediatric 3/5 lead ECG cable |  |  | 1157.44 | TBC
RT2-01-04b | A full set adult 3/5 lead ECG cable | TBC | TBC | 626.81 | TBC
RT2-01-04b | A full set adult 3/5 lead ECG cable |  |  | 1157.44 | 1752.91
RT2-01-04c | Reusable paediatric cuff | 129.83 | 412 | 407.92 | 385.19
RT2-01-04d | Reusable adult cuff | 157.59 | 412 | 434.45 | 508.01
RT2-01-04e | Reusable neonate cuff | 139.83 | 412 | 257.69 | 120.73
RT2-01-04f | Reusable obese cuff | 190.49 | 412 | 464.3 | 508.01
RT2-01-04g | Air hose | 676.49 | TBC | 779.36 | 1004.85
RT2-01-04h | Finger sensor for paeds | 1419.47 | TBC | TBC | TBC
RT2-01-04i | Finger sensor for adults | 1139.39 | TBC | TBC | TBC
RT2-01-04j | Earlobe sensor for paeds | 1139.39 | TBC | 517.01 | 517.01
RT2-01-04j | Earlobe sensor for paeds |  |  | TBC | TBC
RT2-01-04k | Earlobe sensor for adults | 1139.39 | 2012 | 517.01 | 517.01
RT2-01-04k | Earlobe sensor for adults |  |  | TBC | TBC
RT2-01-04l | Finger wrap-around probe for neonates | 1419.47 | 1412 | TBC | TBC
RT2-01-04m | Sensor lead | 757.25 | 1400 | TBC | TBC
RT2-01-04n | Reusable temperature probe | 1282.71 | 1460 | 1084.47 | TBC
Ventilator modes- UPGRADES
RT2-01-04o | Pressure Support with Mandatory Apnoea back-up ventilation
RT2-01-04p | Volume Controlled Ventilation + SIMV + Pressure Support
RT2-01-04q | Pressure Control Ventilation + SIMV + Presssure Support
RT2-01-04r | CPAP
# | RT2-01-005
1 | Item Number: RT2-01-005
2 | Item Name: Anaesthetic Machine, Advanced without Physiological Monitor
3 | Suppliers' Name | Class Three Medical Solutions (Pty) Ltd(Offer 1) | Medhold Medical (Pty) Ltd (Offer 1) | Medhold Medical (Pty) Ltd (Offer 2)
3.1 | Make/Brand | Comen | GE Healthcare | GE Healthcare
3.2 | Model | AX800 | Carestation 750 Anaesthetic Machine | Aisys CS² Anaesthetic Machine
3.3 | Country of Origin | China | China | China
3.4 | Lead time | 90 Days | 84 Days | 84 Days
4 | A starter-pack of consumables must be supplied with the unit:
4.1 | Re-breathing bag, reusable, rubber
4.2 | Reservoir bag
4.3 | Pressure limiting valve, adjustable
4.4 | Adult & Paediatric volume sensor re-usable
4.5 | Water trap for multigas monitor, re-usable (10 pcs.)
4.6 | Vaporizer key-fillers (Sevo, & other choice below)
4.7 | The unit must be supplied with two vaporizers (one must sevoflurane, the other must be of the choice of the buying institution)
4.8 | Anaesthesia circuit (Adult, single/double limb design) Disposable. 1.8m (Complete with Y-piece, Elbow, Catheter mount, Rebreathing bag)
4.9 | Anaesthesia circuit (Paediatric, single/double limb design) Disposable. 1.8m (Complete with Y-piece, Elbow, Catheter mount, Rebreathing bag)
4.10 | Anaesthesia circuit (neonatal, single/double limb design) Disposable. 1.8m (Complete with Y-piece, Elbow, Catheter mount, Rebreathing bag)
4.11 | Re-breathing circuit complete
4.12 | Non-re-breathing circuit complete
4.13 | Flow sensor (pack of 2)
4.14 | Spirometry line
4.15 | Sample line (pack of 10)
4.16 | Face masks: sizes 00, 0, 1, 2, 3, 4, 5.
4.17 | Bacterial/viral filter
4.18 | Y connector
4.19 | Manual ventilation hose
4.20 | Fresh gas tubing
4.21 | Seal for back-up cylinder connection on the unit
4.22 | Scavenger tubing
4.23 | Inspiratory and expiratory unidirectional valves
4.24 | Side stream CO2 kit (adult/paed)
4.25 | Disposable Adult Spirometry Set complete with spirometry tube, sample line and flow sensor, 3 m, box of 20 pieces
4.26 | Disposable Paediatric Spirometry Set complete with spirometry tube, sample line and flow sensor, 3 m, box of 20 pieces
4.27 | Gas sample tube with luer lock connection, 3m, disposable (10 pcs)
4.28 | Suction Tubing Set inc connector
4.29 | Resuscitator Adult, 1500mL, autoclavable, silicone
4.30 | Resuscitator Paediatric, 550mL, autoclavable, silicone
4.31 | Tubing set Paediatric for circle systems
5 | Warranty (2-year): Year 1 and Year 2
5.1 | Warranty Entails: A 2-year warranty against poor workmanship and latent defects and parts. This must be all inclusive and include, BUT NOT LIMITED TO, amongst others, ALL PARTS (including Batteries), Labour, Traveling and Accommodation. The 2-year warranty must also include all quality check, quality assurance requirements, Preventative/Corrective Maintenance/Calibrations, Software updates and upgrades to be included. This 2-year warranty will commence after formal Commissioning and handover of the equipment.
6 | Unit Price(Inclusive of VAT, Standard Accessories & Consumables, and 2-year Warranty) | 708237.29 | 904712.84 | 1078124.9765
7 | Post Warranty 5 Year Comprehensive Maintenance
| Year 3 | 24881.93 | TBC | TBC
| Year 4 | 27575.25 | TBC | TBC
| Year 5 | 29425.1 | TBC | TBC
| Year 6 | 18406.25 | TBC | TBC
| Year 7 | 29425.1 | TBC | TBC
| Total Maintenance Cost: | 129713.63 | 0 | 0
Maintenance Entails: A Fully Comprehensive 5-year Preventative Maintenance/Service and Corrective Maintenance/Repair contract covering all equipment, hardware and software. This contract would cover, but not be limited to the following: ALL PARTS (including Batteries), labour, travelling, accommodation, service and repair. The 5-year Maintenance Plan must also include all quality check, quality assurance requirements, calibrations , Software updates and upgrades.This contract will commence after the 2-year warranty period has expired.
8 | Estimated Life-span | 10 Years | 10 Years | 10 Years
9 | Replacement Accessories & Consumables | Delivered Price | Delivered Price | Delivered Price
RT2-01-05a | Anaesthesia circuit (Adult, single/double limb design) Disposable. 1.8m (Complete with Y-piece, Elbow, Catheter mount, Rebreathing bag) | 798.32 | 1040.82 | 1040.82
RT2-01-05b | Anaesthesia circuit (Paediatric, single/double limb design) Disposable. 1.8m (Complete with Y-piece, Elbow, Catheter mount, Rebreathing bag) | 798.32 | 208.16 | 208.16
RT2-01-05c | Anaesthesia circuit (neonatal, single/double limb design) Disposable. 1.8m (Complete with Y-piece, Elbow, Catheter mount, Rebreathing bag) | 798.32 | 520.38 | 520.38
RT2-01-05d | Re-breathing circuit complete | 798.32 | 274.1 | 274.1
RT2-01-05e | Non-re-breathing circuit complete | 798.32 | 477.75 | 477.75
RT2-01-05f | Flow sensor (pack of 2) | TBC | TBC | TBC
RT2-01-05g | Spirometry line | TBC | 422.46 | 422.46
RT2-01-05h | Sample line (pack of 10) | 56.44 | TBC | TBC
RT2-01-05i-1 | Face masks: sizes 00 | 56.44 | 20.43 | 20.43
RT2-01-05i-2 | Face masks: sizes 0 | 56.44 | 20.43 | 20.43
RT2-01-05i-3 | Face masks: sizes 1 | 56.44 | 20.43 | 20.43
RT2-01-05i-4 | Face masks: sizes 2 | 56.44 | 20.43 | 20.43
RT2-01-05i-5 | Face masks: sizes 3 | 56.44 | 20.43 | 20.43
RT2-01-05i-6 | Face masks: sizes 4 | 56.44 | 20.43 | 20.43
RT2-01-05i-7 | Face masks: sizes 5 | 56.44 | 20.43 | 20.43
RT2-01-05j | Bacterial/viral filter | 68.46 | 43.86 | 43.86
RT2-01-005j-2 | Bacterial/viral filter |  | 58.44 | 58.44
RT2-01-005j-3 | Bacterial/viral filter |  | 45.23 | 45.23
RT2-01-05k | Y connector | 502.35
RT2-01-05l | Manual ventilation hose | 551.01
RT2-01-05m | Fresh gas tubing
RT2-01-05n | Seal for back-up cylinder connection on the unit | 184.68
RT2-01-05o | Scavenger tubing (as per institution's scavenging outlet) | 3305.95
RT2-01-05p | Inspiratory and expiratory unidirectional valves
RT2-01-05q | Side stream CO2 kit (adult/paed) | TBC | 3974.46 | 3974.46
RT2-01-05r | Disposable Adult Spirometry Set complete with spirometry tube, sample line and flow sensor, 3 m, box of 20 pieces |  | TBC | TBC
RT2-01-05s | Disposable Paediatric Spirometry Set complete with spirometry tube, sample line and flow sensor, 3 m, box of 20 pieces |  | TBC | TBC
RT2-01-05t | Gas sample tube with luer lock connection, 3m, disposable (10 pcs) | TBC | 690.49 | 690.49
RT2-01-05u | Suction Tubing Set inc connector | TBC
RT2-01-05v | Resuscitator Adult, 1500mL, autoclavable, silicone | 879.9
RT2-01-05w | Resuscitator Paediatric, 550mL, autoclavable, silicone | 879.9
RT2-01-05x | Tubing set Paediatric for circle systems | 541.75 | 107.38 | 107.38
RT2-01-05y | sevoflurane vaporizer | TBC | TBC | TBC
RT2-01-05z | Isoflurane vaporizer | TBC | TBC | TBC
RT2-01-05zz | Desflurane vaporizer | TBC | TBC | TBC
# | RT2-01-006
1 | Item Number: RT2-01-006
2 | Item Name: Anaesthetic Machine, Advanced with integrated Physiological Monitor
3 | Suppliers' Name | Class Three Medical Solutions (Pty) Ltd (Offer 1) | Dräger South Africa (Pty) Ltd (Offer 1) | Dräger South Africa (Pty) Ltd (Offer 2) | Medhold Medical (Pty) Ltd (Offer 1) | Medhold Medical (Pty) Ltd (Offer 2) | Medhold Medical (Pty) Ltd (Offer 3) | Medhold Medical (Pty) Ltd (Offer 4) | Medhold Medical (Pty) Ltd (Offer 5) | Respiratory Care Africa (Pty) Ltd (Offer 1) | Respiratory Care Africa (Pty) Ltd (Offer 2) | Respiratory Care Africa (Pty) Ltd (Offer 3)
3.1 | Make/Brand | Comen | Dräger | Dräger | GE Healthcare | GE Healthcare | GE Healthcare | GE Healthcare | GE Healthcare | Mindray A9/N17 | Mindray A9/N15 | Mindray A7 Advanced & N17
3.2 | Model | AX800+N15M | Perseus A500 & Vista 300 | Perseus A500 - IACS Monitor | Carestation 750 anaesthesia machine and B650 PDM | Aisys CS² B650 PDM | Carestation 750 and B650 CS1 | Aisys CS² anaesthesia machine and B650 CS1 | Aisys CS² ,Carescape Canvas 1000 patient CS1 | MDRA9/N17 | MDRA9/N15 | MDRA7-ADV/N17
3.3 | Country of Origin | China | Germany | Germany | China | China | America | America | China | China | China | China
3.4 | Lead time | 90 Days | 56-84 Days | 56-84 Days | 84 Days | 84 Days | 84 Days | 84 Days | 84 Days | 75 Days | 75 Days | 75 Days
4 | A starter-pack of consumables must be supplied with the unit:
4.1 | Re-breathing bag, reusable, rubber
4.2 | Reservoir bag
4.3 | Pressure limiting valve, adjustable
4.4 | Adult & Paediatric volume sensor re-usable
4.5 | Water trap for multigas monitor, re-usable (10 pcs.)
4.6 | A full set paediatric 3/5 lead ECG cables
4.7 | A full set adult 3/5 lead ECG cables
4.8 | Reusable paediatric cuffs
4.9 | Reusable adult cuffs
4.10 | Reusable neonate cuffs
4.11 | Reusable obese cuffs
4.12 | Air hose
4.13 | Finger sensor for paeds
4.14 | Finger sensor for adults
4.15 | Earlobe sensor for paeds
4.16 | Earlobe sensor for adults
4.17 | Finger wrap-around probe for neonates
4.18 | Sensor lead
4.19 | Two reusable temperature probes
4.20 | Vaporizer key-fillers (Sevo, & Iso)
4.21 | The unit must be supplied with two vaporizers (1x sevoflurane, & 1x Iso)
4.22 | Anaesthesia circuit (Adult, single/double limb design) Disposable. 1.8m (Complete with Y-piece, Elbow, Catheter mount, Rebreathing bag)
4.23 | Anaesthesia circuit (Paediatric, single/double limb design) Disposable. 1.8m (Complete with Y-piece, Elbow, Catheter mount, Rebreathing bag)
4.24 | Anaesthesia circuit (neonatal, single/double limb design) Disposable. 1.8m (Complete with Y-piece, Elbow, Catheter mount, Rebreathing bag)
4.25 | Re-breathing circuit complete
4.26 | Non-re-breathing circuit complete
4.27 | Flow sensor (pack of 2)
4.28 | Spirometry line
4.29 | Sample line (pack of 10)
4.30 | Face masks: sizes 00, 0, 1, 2, 3, 4, 5.
4.31 | Bacterial/viral filter
4.32 | Y connector
4.33 | Manual ventilation hose
4.34 | Fresh gas tubing
4.35 | Seal for back-up cylinder connection on the unit
4.36 | Scavenger tubing (as per institution's scavenging outlet)
4.37 | Inspiratory and expiratory unidirectional valves
4.38 | Side stream CO2 kit (adult/paed)
4.39 | Disposable Adult Spirometry Set complete with spirometry tube, sample line and flow sensor, 3 m, box of 20 pieces
4.40 | Disposable Paediatric Spirometry Set complete with spirometry tube, sample line and flow sensor, 3 m, box of 20 pieces
4.41 | Gas sample tube with luer lock connection, 3m, disposable (10 pcs)
4.42 | Suction Tubing Set inc connector
4.43 | Resuscitator Adult, 1500mL, autoclavable, silicone
4.44 | Resuscitator Paediatric, 550mL, autoclavable, silicone
4.45 | Tubing set Paediatric for circle systems
5 | Warranty (2-year): Year 1 and Year 2
5.1 | Warranty Entails: A 2-year warranty against poor workmanship and latent defects and parts. This must be all inclusive and include, BUT NOT LIMITED TO, amongst others, ALL PARTS (including Batteries), Labour, Traveling and Accommodation. The 2-year warranty must also include all quality check, quality assurance requirements, Preventative/Corrective Maintenance/Calibrations, Software updates and upgrades to be included. This 2-year warranty will commence after formal Commissioning and handover of the equipment.
6 | Unit Price(Inclusive of VAT, Standard Accessories & Consumables, and 2-year Warranty) | 748104.64 | 941608.4 | 1157101.19 | 1171599.74 | 1325315.97 | 1223703.49 | 1449167.13 | 1475410.79 | 1353854 | 1330240 | 1139900
7 | Post Warranty 5 Year Comprehensive Maintenance
| Year 3 | 24881.93 | 0 | 0 | TBC | TBC | TBC | TBC | TBC | 32449 | 20021 | 30335
| Year 4 | 27575.25 | TBC | TBC | TBC | TBC | TBC | TBC | TBC | 32373 | 18850 | 21694
| Year 5 | 29425.1 | TBC | TBC | TBC | TBC | TBC | TBC | TBC | 22277 | 11610 | 22644
| Year 6 | 18406.25 | TBC | TBC | TBC | TBC | TBC | TBC | TBC | TBC | TBC | TBC
| Year 7 | 29425.1 | TBC | TBC | TBC | TBC | TBC | TBC | TBC | 24605 | 13406 | 24778
| Total Maintenance Cost: | 129713.63 | 0 | 0 | 0 | 0 | 0 | 0 | 0 | 111704 | 63887 | 99451
Maintenance Entails: A Fully Comprehensive 5-year Preventative Maintenance/Service and Corrective Maintenance/Repair contract covering all equipment, hardware and software. This contract would cover, but not be limited to the following: ALL PARTS (including Batteries), labour, travelling, accommodation, service and repair. The 5-year Maintenance Plan must also include all quality check, quality assurance requirements, calibrations , Software updates and upgrades.This contract will commence after the 2-year warranty period has expired.
8 | Estimated Life-Span | 10 Years | 10 - 12 Years | 11 - 12 Years | 10 Years | 10 Years | 10 Years | 10 Years | 10 Years
9 | Replacement Accessories & Consumables | Delivered Price | Delivered Price | Delivered Price | Delivered Price | Delivered Price | Delivered Price | Delivered Price | Delivered Price | Delivered Price | Delivered Price | Delivered Price
RT2-01-06a | A full set paediatric 3/5 lead ECG cable | 1506.34 | 1157.44 | 1157.44 | 4713.42 | 4713.42 | 4713.42 | 4713.42 | 4713.42 | 740 | 740 | 740
RT2-01-06a | A full set paediatric 3/5 lead ECG cable |  | 626.81 | 626.81
RT2-01-06b | A full set adult 3/5 lead ECG cable | 1506.34 | 1157.44 | 1157.44 | 4987.13 | 4987.13 | 4987.13 | 4987.13 | 4987.13 | 857 | 857 | 857
RT2-01-06b | A full set adult 3/5 lead ECG cable |  | 626.81 | 626.81
RT2-01-06c | Reusable paediatric cuff | 127.88 | 407.92 | 385.19 | 422.47 | 422.47 | 422.47 | 422.47 | 422.47 | 253 | 253 | 253
RT2-01-06d | Reusable adult cuff | 155.23 | 434.45 |  | 469.4 | 469.4 | 469.4 | 469.4 | 469.4 | 253 | 253 | 253
RT2-01-06d | Reusable adult cuff |  | 508.01
RT2-01-06e | Reusable neonate cuff |  | 120.73 | 120.73
RT2-01-06e | Reusable neonate cuff | 137.73 | 257.69 | 257.69 | 386.87 | 386.87 | 386.87 | 386.87 | 386.87 | 253 | 253 | 253
RT2-01-06f | Reusable obese cuff | 187.63 | 464.3 | 464.3 | 586.17 | 586.17 | 586.17 | 586.17 | 586.17 | 253 | 253 | 253
RT2-01-06f | Reusable obese cuff |  | 508.01 | 508.01
RT2-01-06g | Air hose | 666.34 | 779.36 | 779.36 | 1451.46 | 1451.46 | 1451.46 | 1451.46 | 1451.46 | 390 | 390 | 390
RT2-01-06g | Air hose |  | 1004.85 | 1004.85
RT2-01-06h | Finger sensor for paeds | 1398.18 | TBC | TBC | TBC | TBC | 2679.61 | 2679.61 | 2679.61 | 935 | 935 | 935
RT2-01-06h | Finger sensor for paeds |  | TBC | TBC | TBC
RT2-01-06i | Finger sensor for adults | 1122.3 | TBC | TBC |  | TBC | 2512.14 | 2512.14 | 2512.14 | 935 | 935 | 935
RT2-01-06i | Finger sensor for adults |  | TBC | TBC | TBC
RT2-01-06j | Earlobe sensor for paeds | 1122.3 | 517.01 | 517.01 | TBC | TBC | 2347.01 | 2347.01 | 2347.01 | 1993 | 1993 | 1993
RT2-01-06j | Earlobe sensor for paeds |  | TBC | TBC
RT2-01-06k | Earlobe sensor for adults | 1122.3 | 517.01 | 517.01 | TBC | TBC | 2769.47 | 2769.47 | 2769.47 | 1993 | 1993 | 1993
RT2-01-06k | Earlobe sensor for adults |  | TBC | TBC
RT2-01-06l | Finger wrap-around probe for neonates | 1398.18 | TBC | TBC | TBC | TBC | 4224.49 | 4224.49 | 4224.49 | 934 | 934 | 934
RT2-01-06l | Finger wrap-around probe for neonates |  | TBC | TBC
RT2-01-06m | Sensor lead | 745.89 | 6585.41 | 6585.41 | TBC | TBC | TBC | TBC | TBC | 499 | 499 | 499
RT2-01-06m | Sensor lead |  | 6585.41 | 6585.41
RT2-01-06n | Reusable temperature probe |  | 1084.47 | 1084.47 | 2456.31 | 2456.31 | 2456.31 | 2456.31 | 2456.31
RT2-01-06n-2 | Reusable temperature probe |  | 2734.37 | 2734.37 | 3520.5 | 3520.5 | 3520.5 | 3520.5 | 3520.5 | TBC | TBC | TBC
| UPGRADES | UPGRADES | UPGRADES | UPGRADES | UPGRADES | UPGRADES | UPGRADES | UPGRADES | UPGRADES | UPGRADES | UPGRADES | UPGRADES
RT2-01-06o | AIMS (Anaesthesia information management system) |  | N/A | N/A | TBC | TBC | TBC | TBC | TBC
RT2-01-06p | Auxilliary Delivery System |  | N/A | N/A | TBC | TBC | TBC | TBC | TBC
RT2-01-06p-2 | Auxilliary Delivery System |  | N/A | N/A | TBC | TBC | TBC | TBC | TBC
RT2-01-06q | Neuromuscular transmission monitoring |  | TBC | TBC | TBC | TBC | TBC | TBC | TBC
RT2-01-06q-2 | Neuromuscular transmission monitoring |  |  |  | 1889.5361 | 1889.5361 | 1889.5361 | 1889.5361 | 1889.5361
RT2-01-06q-3 | Neuromuscular transmission monitoring |  | N/A | N/A | 1889.4454 | 1889.4454 | 1889.4454 | 1889.4454 | 1889.4454
RT2-01-06q-4 | Neuromuscular transmission monitoring |  | N/A | N/A | 1889.1732 | 1889.1732 | 1889.1732 | 1889.1732 | 1889.1732
RT2-01-06q-5 | Neuromuscular transmission monitoring |  | N/A | N/A | 453.4799 | 453.4799 | 453.4799 | 453.4799 | 453.4799
RT2-01-06r | Metabolic monitoring |  | N/A | N/A | TBC | TBC | TBC | TBC | TBC
RT2-01-06r-2 | Metabolic monitoring |  | N/A | N/A | TBC | TBC | TBC | TBC | TBC
RT2-01-06r-3 | Metabolic monitoring |  | N/A | N/A | TBC | TBC | TBC | TBC | TBC
RT2-01-06r-4 | Metabolic monitoring |  | N/A | N/A | TBC | TBC | TBC | TBC | TBC
RT2-01-06s | Depth of anaesthesia monitoring system |  | 31857.56 | 31857.56 | TBC | TBC | TBC | TBC | TBC
RT2-01-06s-2 | Depth of anaesthesia monitoring system |  | N/A | N/A | 6565.6972 | 6565.6972 | 6565.6972 | 6565.6972 | 6565.6972
RT2-01-06s-3 | Depth of anaesthesia monitoring system |  | N/A | N/A | 7559.0059 | 7559.0059 | 7559.0059 | 7559.0059 | 7559.0059
RT2-01-06s-4 | Depth of anaesthesia monitoring system |  | N/A | N/A | TBC | TBC | TBC | TBC | TBC
RT2-01-06s-5 | Depth of anaesthesia monitoring system |  | N/A | N/A | TBC | TBC | TBC | TBC | TBC
RT2-01-06t | Invasive cardiac output monitoring |  | 21360.43 | 25514.92 | TBC | TBC | TBC | TBC | TBC
RT2-01-06t-2 | Invasive cardiac output monitoring |  | N/A | N/A | 2267.7698 | 2267.7698 | 2267.7698 | 2267.7698 | 2267.7698
RT2-01-06t-3 | Invasive cardiac output monitoring |  | N/A | N/A | TBC | TBC | TBC | TBC | TBC
RT2-01-06t-4 | Invasive cardiac output monitoring |  | N/A | N/A | TBC | TBC | TBC | TBC | TBC
RT2-01-06t-5 | Invasive cardiac output monitoring |  | N/A | N/A | TBC | TBC | TBC | TBC | TBC
RT2-01-06t-6 | Invasive cardiac output monitoring |  | N/A | N/A | TBC | TBC | TBC | TBC | TBC
RT2-01-06u | Non-invasive cardiac output monitoring |  | N/A | N/A
RT2-01-06v | Cerebral oximetry |  | N/A | N/A
# | RT2-01-007
1 | Item Number: RT2-01-007
2 | Item Name: Anaesthesia Physiological Monitor
3 | Suppliers' Name | Class Three Medical Solutions (Pty) Ltd (Offer 1) | Dräger South Africa (Pty) Ltd (Offer 1) | Dräger South Africa (Pty) Ltd (Offer 2) | Ecomed Medical (Pty) Ltd (Offer 1) | Ecomed Medical (Pty) Ltd (Offer 2) | Ecomed Medical (Pty) Ltd (Offer 3) | Ecomed Medical (Pty) Ltd (Offer 4) | Medhold Medical (Pty) Ltd (Offer 1) | Medhold Medical (Pty) Ltd (Offer 2) | Medhold Medical (Pty) Ltd (Offer 3) | Medhold Medical (Pty) Ltd (Offer 4) | Philips South Africa Commercial (Offer 1) | Philips South Africa Commercial (Offer 2) | Philips South Africa Commercial (Offer 3) | Respiratory Care Africa (Offer 1) | Respiratory Care Africa (Offer 2) | Respiratory Care Africa (Offer 3) | Respiratory Care Africa (Offer 4)
3.1 | Make/Brand | Comen | Dräger | Dräger | Biolight | Biolight | Biolight | Biolight | GE Healthcare | GE Healthcare | GE Healthcare | GE Healthcare | Philips | Philips | Philips | Mindray N17 | Mindray N17 Nellcor | Mindray N15 | Mindray N15 Nellcor
3.2 | Model | K18 | Dräger Vista 300 | Dräger Infinity Acute Care Sysytem | P15-BLT | P15-Nellcor | P18-BLT | P18-Nellcor | 6160000-105-B155M Patient monitor | 5805688-B650 Patient monitor PDM | 5805688 - B650 Patient Monitor Carescape one transport module | 5865770-Carescape Canvas 1000 patient monitor with CS1 | PM6500 | MX550 | MX750 | MDRN17AM-M | MDRN17AM-N | MDRN15AM-M | MDRN15AM-N
3.3 | Country of Origin | China | Germany | Germany | China | China | China | China | China | Finland | Finland | Finland | Germany | Germany | Germany | China | China | China | China
3.4 | Lead time | 90 Days | 56-84 Days | 56-84 Days | 56 Days | 56 Days | 56 Days | 56 Days | 84 Days | 84 Days | 84 Days | 84 Days | 56 Days | 56 Days | 56 Days | 45 Days | 45 Days | 45 Days | 45 Days
4 | A starter-pack of consumables must be supplied with the unit:
4.1 | A full set paediatric 3/5 lead ECG cables
4.2 | A full set adult 3/5 lead ECG cables
4.3 | Reusable paediatric cuffs
4.4 | Reusable adult cuffs
4.5 | Reusable neonate cuffs
4.6 | Reusable obese cuffs
4.7 | Air hose
4.8 | Finger sensor for paeds
4.9 | Finger sensor for adults
4.10 | Earlobe sensor for paeds
4.11 | Earlobe sensor for adults
4.12 | Finger wrap-around probe for neonates
4.13 | Sensor lead
4.14 | Two reusable temperature probes
5 | Warranty (2-year): Year 1 and Year 2
5.1 | Warranty Entails: A 2-year warranty against poor workmanship and latent defects and parts. This must be all inclusive and include, BUT NOT LIMITED TO, amongst others, ALL PARTS (including Batteries), Labour, Traveling and Accommodation. The 2-year warranty must also include all quality check, quality assurance requirements, Preventative/Corrective Maintenance/Calibrations, Software updates and upgrades to be included. This 2-year warranty will commence after formal Commissioning and handover of the equipment.
6 | Unit Price(Inclusive of VAT, Standard Accessories & Consumables, and 2-year Warranty) | 157389.02 | 96561.23 | 258023.38 | 69839.5 | 95782.35 | 76429 | 105533.2 | 129293.6 | 193277.04 | 252121.57 | 292967.08 | 137701 | 178376 | 213552 | 179819 | 196654 | 173490 | 191310
7 | Post Warranty 5 Year Comprehensive Maintenance
| Year 3 | TBC | 0 | TBC | 6995 | 6995 | 6995 | 6995 | 4284 | TBC | TBC | TBC | TBC | TBC | TBC | 7176 | 7259 | 7126 | 7174
| Year 4 | TBC | 7812.2 | TBC | 6995 | 6995 | 6995 | 6995 | 5024.98 | TBC | TBC | TBC | TBC | TBC | TBC | 2719 | 2802 | 2670 | 2718
| Year 5 | TBC | 8280.93 | TBC | 6995 | 6995 | 6995 | 6995 | 5924.91 | TBC | TBC | TBC | TBC | TBC | TBC | 2874 | 2957 | 2825 | 2872
| Year 6 | TBC | 8777.79 | TBC | 6995 | 6995 | 6995 | 6995 | 7434.19 | TBC | TBC | TBC | TBC | TBC | TBC | 9409 | 9492 | 9360 | 9407
| Year 7 | TBC | 9304.46 | TBC | 6995 | 6995 | 6995 | 6995 | 9328.33 | TBC | TBC | TBC | TBC | TBC | TBC | 3231 | 3314 | 3182 | 3229
| Total Maintenance Cost: |  | 34175.38 | 0 | 34975 | 34975 | 34975 | 34975 | 31996.41 | 0 | 0 | 0 | 0 | 0 | 0 | 25409 | 25824 | 25163 | 25400
Maintenance Entails: A Fully Comprehensive 5-year Preventative Maintenance/Service and Corrective Maintenance/Repair contract covering all equipment, hardware and software. This contract would cover, but not be limited to the following: ALL PARTS (including Batteries), labour, travelling, accommodation, service and repair. The 5-year Maintenance Plan must also include all quality check, quality assurance requirements, calibrations , Software updates and upgrades.This contract will commence after the 2-year warranty period has expired.
8 | Estimated Life-span | 10 Years | 10 - 12 Years | 10 - 12 Years | 10 Years | 10 Years | 10 Years | 10 Years | 10 Years | 10 Years | 10 Years | 10 Years | 10 Years | 10 Years | 10 Years | 10 Years | 10 Years | 10 Years | 10 Years
9 | Replacement Accessories & Consumables | Delivered Price | Delivered Price | Delivered Price | Delivered Price | Delivered Price | Delivered Price | Delivered Price | Delivered Price | Delivered Price | Delivered Price | Delivered Price | Delivered Price | Delivered Price | Delivered Price | Delivered Price | Delivered Price | Delivered Price | Delivered Price
RT2-01-07a | A full set paediatric 3/5 lead ECG cable | 1506.34 | 1157.44 | 1263.05 | 1023.5 | 1023.5 | 1023.5 | 1023.5 | 4713.42 | 4713.42 | 4713.42 | 4713.42 | 2784 | 2784 | 2784 | 1285 | 1285 | 1285 | 1285
RT2-01-07a | A full set paediatric 3/5 lead ECG cable |  | 626.81 | 1752.91
RT2-01-07b | A full set adult 3/5 lead ECG cable | 1506.34 | 1157.44 | 1263.05 | 1023.5 | 1023.5 | 1023.5 | 1023.5 | 798.1 | 818.8 | 4987.13 | 4987.13 | 4288.01 | 4288.01 | 4288.01 | 423.2 | 507.15 | 798.1 | 798.1
RT2-01-07b | A full set adult 3/5 lead ECG cable |  | 626.81 | 1752.91
RT2-01-07c | Reusable paediatric cuff | 127.88 | 407.92 | 385.19 | 338.1 | 338.1 | 338.1 | 338.1 | 423.2 | 507.15 | 798.1 | 798.1 | 798.1 | 798.1 | 798.1 | 253 | 253 | 253 | 253
RT2-01-07d | Reusable adult cuff | 155.23 | 434.45 | 508.01 | 338.1 | 338.1 | 338.1 | 338.1 | 469.4 | 469.4 | 469.4 | 469.4 | 673.87 | 673.87 | 673.87 | 798.1 | 798.1 | 818.8 | 253
RT2-01-07e | Reusable neonate cuff | 137.73 | 257.69 | 120.73 | 338.1 | 338.1 | 338.1 | 338.1 | 386.87 | 386.87 | 386.87 | 386.87 | 549.02 | 549.02 | 549.02 | 253 | 253 | 253 | 253
RT2-01-07f | Reusable obese cuff | 187.63 | 464.3 | 508.01 | 423.2 | 423.2 | 423.2 | 423.2 | 586.17 | 586.17 | 586.17 | 586.17 | 745.9 | 745.9 | 745.9 | 666.34 | 1398.18 | 1122.3 | 1122.3
RT2-01-07g | Air hose | 666.34 | 779.36 | 1004.85 | 507.15 | 507.15 | 507.15 | 507.15 | 1451.46 | 1451.46 | 1451.46 | 1451.46 | 1056.43 | 1056.43 | 1056.43 | 390 | 390 | 390 | 390
RT2-01-07h | Finger sensor for paeds | 1398.18 | TBC | TBC | 798.1 | TBC | 798.1 | TBC | 2679.61 | 4612.83 | 2679.61 | 2679.61 | 3937.59 | 3937.59 | 3937.59 | 935 | 4359 | 935 | 4359
RT2-01-07i | Finger sensor for adults | 1122.3 | TBC | TBC | 798.1 | TBC | 798.1 | TBC | 2512.14 | 4612.83 | 2512.14 | 2512.14 | 4433.8 | 4433.8 | 4433.8 | 935 | 4243 | 935 | 4243
RT2-01-07j | Earlobe sensor for paeds | 1122.3 | 517.01 | 517.01 | 798.1 | TBC | 798.1 | TBC | 2347.01 | 5796.08 | 2347.01 | 2347.01 | 4897.98 | 4897.98 | 4897.98 | 1993 | 4477 | 1993 | 4477
RT2-01-07j | Earlobe sensor for paeds |  | TBC | TBC
RT2-01-07k | Earlobe sensor for adults | 1122.3 | 517.01 | 517.01 | 798.1 | TBC | 798.1 | TBC | 2769.47 | 5796.08 | 2769.47 | 2769.47 | 4897.98 | 4897.98 | 4897.98 | 4243 | 1752 | 4243 | 1752
RT2-01-07k | Earlobe sensor for adults |  | TBC | TBC
RT2-01-07l | Finger wrap-around probe for neonates | TBC | TBC | TBC | 798.1 | TBC | 798.1 | TBC | 4224.49 | 4955.18 | 4224.49 | 4224.49 | 5026.04 | 5026.04 | 5026.04 | 934 | 4477 | 934 | 4477
RT2-01-07m | Sensor lead | 745.89 | TBC | TBC | 798.1 | 1882.55 | 798.1 | TBC | 1473.79 | 2930.83 | 1473.79 | 1473.79 | 2224.9 | 2224.9 | 2224.9 | 499 | 857 | 499 | 857
RT2-01-07n | Reusable temperature probe | TBC | TBC | TBC | 818.8 | 818.8 | 818.8 | 818.8 | 2456.31 | 2456.31 | 2456.31 | 2456.31 | 2112.87 | 2112.87 | 2112.87 | 740 | 740 |  | 740
RT2-01-07n-2 | Reusable temperature probe | [7 empty] | 3520.5 | 3520.5 | 3520.5 | 3520.5
# | RT2-01-010
1 | Item Number: RT2-01-010
2 | Item Name: Patient Monitor Compatible to MRI, with Multigas Analysis
3 | Suppliers' Name | Mbuso Medical Supplies (Pty) Ltd (Offer 1)
3.1 | Make/Brand | Iradimed
3.2 | Model | 3880-2
3.3 | Country of Origin | America
3.4 | Lead time | 30 Days
4 | A starter-pack of consumables must be supplied with the unit:
4.1 | The unit must be supplied with a starter pack for full functionality upon commissioning.
4.2 | The unit must be delivered with a set of adult (A), paediatric (P) and neonatal (N) consumables:
4.3 | SpO2 probe complete (A, P, N) x2
4.4 | ECG cable complete (A, P, N) x2
4.5 | Temperature probe x2
4.6 | NIBP hose and cuff (A, P, N) x2
5 | Warranty (2-year): Year 1 and Year 2
5.1 | Warranty Entails: A 2-year warranty against poor workmanship and latent defects and parts. This must be all inclusive and include, BUT NOT LIMITED TO, amongst others, ALL PARTS (including Batteries), Labour, Traveling and Accommodation. The 2-year warranty must also include all quality check, quality assurance requirements, Preventative/Corrective Maintenance/Calibrations, Software updates and upgrades to be included. This 2-year warranty will commence after formal Commissioning and handover of the equipment.
6 | Unit Price(Inclusive of VAT, Standard Accessories & Consumables, and 2-year Warranty) | 924510.51
7 | Post Warranty 5 Year Comprehensive Maintenance
| Year 3 | TBC
| Year 4 | 6080
| Year 5 | 6080
| Year 6 | 6080
| Year 7 | TBC
| Total Maintenance Cost: | 18240
Maintenance Entails: A Fully Comprehensive 5-year Preventative Maintenance/Service and Corrective Maintenance/Repair contract covering all equipment, hardware and software. This contract would cover, but not be limited to the following: ALL PARTS (including Batteries), labour, travelling, accommodation, service and repair. The 5-year Maintenance Plan must also include all quality check, quality assurance requirements, calibrations , Software updates and upgrades.This contract will commence after the 2-year warranty period has expired.
8 | Estimated Life-Span | 10 Years
9 | Replacement Accessories & Consumables | Delivered Price
RT2-01-10a | A full set paediatric 3/5 lead ECG cable | 7144.2
RT2-01-10b | A full set adult 3/5 lead ECG cable | 7144.2
RT2-01-10c | Reusable paediatric cuff | 1495.91
RT2-01-10d | Reusable adult cuff | 1495.91
RT2-01-10e | Reusable neonate cuff | 1495.91
RT2-01-10f | Reusable obese cuff | 1495.91
RT2-01-10g | Air hose | 2047.03
RT2-01-10h | Finger sensor for paeds | 1417.18
RT2-01-10i | Finger sensor for adults | 1417.18
RT2-01-10j | Earlobe sensor for paeds | 1417.18
RT2-01-10k | Earlobe sensor for adults | 1417.18
RT2-01-10l | Finger wrap-around probe for neonates | TBC
RT2-01-10m | Sensor lead | TBC
RT2-01-10n | Reusable temperature probe | TBC
# | RT2-01-011
1 | Item Number: RT2-01-011
2 | Item Name: Video Laryngoscope
3 | Suppliers' Name | Stat Tiakeni Medical (Pty) Ltd (Offer 1)
3.1 | Make/Brand | Coreray
3.2 | Model | CR-32+CR-31
3.3 | Country of Origin | China
3.4 | Lead time | 28 - 42 days
4 | A starter-pack of consumables must be supplied with the unit:
4.1 | Mcgill forceps x1 (size as per End-user's choice)
4.2 | 3 x blades (As per clause 3.5 above)
4.3 | Guide
4.4 | Intubation stylet/introducer
4.5 | Acutely bent blade
5 | Warranty (2-year): Year 1 and Year 2
5.1 | Warranty Entails: A 2-year warranty against poor workmanship and latent defects and parts. This must be all inclusive and include, BUT NOT LIMITED TO, amongst others, ALL PARTS (including Batteries), Labour, Traveling and Accommodation. The 2-year warranty must also include all quality check, quality assurance requirements, Preventative/Corrective Maintenance/Calibrations, Software updates and upgrades to be included. This 2-year warranty will commence after formal Commissioning and handover of the equipment.
6 | Unit Price(Inclusive of VAT, Standard Accessories & Consumables, and 2-year Warranty) | 113215.77
7 | Post Warranty 5 Year Comprehensive Maintenance
| Year 3 | 5697.1
| Year 4 | 1205.09
| Year 5 | 1265.34
| Year 6 | 6560.42
| Year 7 | 1395.04
| Total Maintenance Cost: | 16122.99
Maintenance Entails: A Fully Comprehensive 5-year Preventative Maintenance/Service and Corrective Maintenance/Repair contract covering all equipment, hardware and software. This contract would cover, but not be limited to the following: ALL PARTS (including Batteries), labour, travelling, accommodation, service and repair. The 5-year Maintenance Plan must also include all quality check, quality assurance requirements, calibrations , Software updates and upgrades.This contract will commence after the 2-year warranty period has expired.
8 | Estimated Life-span
9 | Replacement Accessories & Consumables | Delivered Price
RT2-01-11a | Mcgill forceps x1 (size as per End-user's choice) | 316.25
RT2-01-11b | Guide | 201.25
RT2-01-11c | Intubation stylet/introducer | 787.75
RT2-01-11d | Acutely bent blade | 3002.27
RT2-01-11e | Reusable Bariatric blade | 3002.27
RT2-01-11f | Reusable Miller blade size 00 | 3002.27
RT2-01-11g | Reusable Miller blade size 0 | 3002.27
RT2-01-11h | Reusable Miller blade size 1 | 3002.27
RT2-01-11i | Reusable Miller blade size 2 | 3002.27
RT2-01-11j | Reusable McIntosh / Macintosh blade size 0 | N/A
RT2-01-11k | Reusable McIntosh / Macintosh blade size 1 | 3002.27
RT2-01-11l | Reusable McIntosh / Macintosh blade size 2 | 3002.27
RT2-01-11m | Reusable McIntosh / Macintosh blade size 3 | 3002.27
RT2-01-11n | Reusable McIntosh / Macintosh blade size 4 | 3002.27
RT2-01-11o | Reusable Laryngoscope with 60 degrees angulation size 1 | 3002.27
RT2-01-11p | Reusable Laryngoscope with 60 degrees angulation size 2 | 3002.27
RT2-01-11q | Reusable Laryngoscope with 60 degrees angulation size 3 | 3002.27
RT2-01-11r | Reusable Laryngoscope with 60 degrees angulation size 4 | 3002.27
RT2-01-11s | A connecting cable (monitor and the blades). | 1313.49
RT2-01-11t | External power supply (where applicable) | 187.64
RT2-01-11u | Disposable Laryngoscope with 60 degrees angulation size 1 | 4691.0417
RT2-01-11v | Disposable Laryngoscope with 60 degrees angulation size 2 | 4691.0417
RT2-01-11w | Disposable Laryngoscope with 60 degrees angulation size 3 | 4691.0417
RT2-01-11x | Disposable Laryngoscope with 60 degrees angulation size 4 | 4691.0417
RT2-01-11y | Reusable Holder for CR-31D (Smaller sizes like Miller 0) - Need to be used with Disposable sleeves as per items above - RT2-01-011u _ RT2-01-011x | 3752.8333
RT2-01-11z | Reusable Holder for CR-31D (Larger sizes like Mac 3) - Need to be used with Disposable sleeves as per items above - RT2-01-011u _ RT2-01-011x | 3752.8333
# | RT2-01-012
1 | Item Number: RT2-01-012
2 | Item Name: Video Laryngoscope with Flexible Bronchoscope
3 | Suppliers' Name | Stat Tiakeni Medical (Pty) Ltd (Offer 1)
3.1 | Make/Brand | Coreray
3.2 | Model | CR-32+CR-31
3.3 | Country of Origin | China
3.4 | Lead time | 28 - 42 days
4 | A starter-pack of consumables must be supplied with the unit:
4.1 | Mcgill forceps x1
4.2 | Guide
4.3 | Acutely bent blade
4.4 | Flexible bronchoscope size 4 (outer diametre 4mm, length 65cm), if there are any other size available please state.
5 | Warranty (2-year): Year 1 and Year 2
5.1 | Warranty Entails: A 2-year warranty against poor workmanship and latent defects and parts. This must be all inclusive and include, BUT NOT LIMITED TO, amongst others, ALL PARTS (including Batteries), Labour, Traveling and Accommodation. The 2-year warranty must also include all quality check, quality assurance requirements, Preventative/Corrective Maintenance/Calibrations, Software updates and upgrades to be included. This 2-year warranty will commence after formal Commissioning and handover of the equipment.
6 | Unit Price(Inclusive of VAT, Standard Accessories & Consumables, and 2-year Warranty) | 207036.61
7 | Post Warranty 5 Year Comprehensive Maintenance
| Year 3 | 5697.1
| Year 4 | 1205.09
| Year 5 | 1265.34
| Year 6 | 6560.42
| Year 7 | 1395.04
| Total Maintenance Cost: | 16122.99
Maintenance Entails: A Fully Comprehensive 5-year Preventative Maintenance/Service and Corrective Maintenance/Repair contract covering all equipment, hardware and software. This contract would cover, but not be limited to the following: ALL PARTS (including Batteries), labour, travelling, accommodation, service and repair. The 5-year Maintenance Plan must also include all quality check, quality assurance requirements, calibrations , Software updates and upgrades.This contract will commence after the 2-year warranty period has expired.
8 | Estimated Life-span | 5 Years
9 | Replacement Accessories & Consumables | Delivered Price
RT2-01-12a | Flexible bronchoscope size 4 (outer diametre 4mm, length 65cm), if there are any other size available please state. | 80417.86
# | RT2-01-013
1 | Item Number: RT2-01-013
2 | Item Name:Video Disposable Flexible Bronchoscope
3 | Suppliers' Name | Stat-Tiakeni Medical (Pty) Ltd (Offer 1) | Respiratory Care Africa (Pty) Ltd (Offer 1)
3.1 | Make/Brand | Coreray | Verathon Glidescopr Core Bflex
3.2 | Model | CRBDT | GSC10/FB
3.3 | Country of Origin | China | America
3.4 | Lead time | 28 - 42 days | 45 Days
4 | A starter-pack of consumables must be supplied with the unit:
4.1 | 3 flexible bronchoscopes as per end user request
5 | Warranty (2-year): Year 1 and Year 2
5.1 | Warranty Entails: A 2-year warranty against poor workmanship and latent defects and parts. This must be all inclusive and include, BUT NOT LIMITED TO, amongst others, ALL PARTS (including Batteries), Labour, Traveling and Accommodation. The 2-year warranty must also include all quality check, quality assurance requirements, Preventative/Corrective Maintenance/Calibrations, Software updates and upgrades to be included. This 2-year warranty will commence after formal Commissioning and handover of the equipment.
6 | Unit Price(Inclusive of VAT, Standard Accessories & Consumables, and 2-year Warranty) | 124474.27 | 279818
7 | Post Warranty 5 Year Comprehensive Maintenance
| Year 3 | 5697.1 | 1406
| Year 4 | 1205.09 | 7411
| Year 5 | 1265.34 | 1701
| Year 6 | 6560.42 | 8908
| Year 7 | 1395.04 | 2058
| Total Maintenance Cost: | 16122.99 | 21484
Maintenance Entails: A Fully Comprehensive 5-year Preventative Maintenance/Service and Corrective Maintenance/Repair contract covering all equipment, hardware and software. This contract would cover, but not be limited to the following: ALL PARTS (including Batteries), labour, travelling, accommodation, service and repair. The 5-year Maintenance Plan must also include all quality check, quality assurance requirements, calibrations , Software updates and upgrades.This contract will commence after the 2-year warranty period has expired.
8 | Estimated Life-span | 5 Years | 10 Years
# | RT2-01-015
1 | Item Number: RT2-01-015
2 | Item Name:Syring Driver TCI
3 | Suppliers' Name | Tara Healthcare (Pty) Ltd (Offer 1) | B Braun Medical (Pty) Ltd (Offer 1) | Class Three Medical Solutions (Offer 1) | Ecomed Medical (Offer 1) | Ecomed Medical (Offer 2)
3.1 | Make/Brand | MDK Med | Perfusor SpacePlus | Comen | Mindray | Mindray
3.2 | Model | MS37 (TCI) | 8719030 | ESS-100 | eSP TCI | uSP TCI
3.3 | Country of Origin | China | Germany | China | China | China
3.4 | Lead time | 21 Days | 60 Days | 90 Days | 70 Days | 70 Days
4 | A starter-pack of consumables must be supplied with the unit:
4.1
5 | Warranty (2-year): Year 1 and Year 2
5.1 | Warranty Entails: A 2-year warranty against poor workmanship and latent defects and parts. This must be all inclusive and include, BUT NOT LIMITED TO, amongst others, ALL PARTS (including Batteries), Labour, Traveling and Accommodation. The 2-year warranty must also include all quality check, quality assurance requirements, Preventative/Corrective Maintenance/Calibrations, Software updates and upgrades to be included. This 2-year warranty will commence after formal Commissioning and handover of the equipment.
6 | Unit Price(Inclusive of VAT, Standard Accessories & Consumables, and 2-year Warranty) | 22252.9 | 28750 | 21968.8 | 23083.95 | 16637.05
7 | Post Warranty 5 Year Comprehensive Maintenance
| Year 3 | 950 | 3119.05 | 6711.41 | 1399 | 1399
| Year 4 | 950 | 3309.73 | 5139.96 | 1399 | 1399
| Year 5 | 1425 | 3515.65 | 1997.49 | 1399 | 1399
| Year 6 | 1425 | 3738.06 | 3044.98 | 1399 | 1399
| Year 7 | 1425 | 3978.25 | 3044.98 | 1399 | 1399
| Total Maintenance Cost: | 6175 | 17660.74 | 19938.82 | 6995 | 6995
Maintenance Entails: A Fully Comprehensive 5-year Preventative Maintenance/Service and Corrective Maintenance/Repair contract covering all equipment, hardware and software. This contract would cover, but not be limited to the following: ALL PARTS (including Batteries), labour, travelling, accommodation, service and repair. The 5-year Maintenance Plan must also include all quality check, quality assurance requirements, calibrations , Software updates and upgrades.This contract will commence after the 2-year warranty period has expired.
8 | Estimated Life-span |  | 10 Years | 10 Years | 10 Years | 10 Years
9 | Replacement Accessories & Consumables | Delivered Price | Delivered Price | Delivered Price | Delivered Price | Delivered Price
RT2-01-15a | Extension sets Clear Fluid (Straight) - 100 per box | 2650 | 1565 | 2453.68 | 3321.2 | 3321.2
RT2-01-15b | Extension sets (Spiral)- 100/box | 3150 | 12663 | 2480.13 | 4065.25 | 4065.25
RT2-01-15c | Extension sets (Light resistant/sensitive)- 100 per box | 2950 | 1217 | 2077.41 | 3680 | 3680
RT2-01-15d | Extension sets Low Sorb- 100 per box | 3546 | 1545.6 | 2927.32 | 4383.8 | 4383.8
RT2-01-15e | Extension sets Blood- 100 per box | 2050 | N/A | 1713.1 | 2617.4 | 2617.4
RT2-01-15f | Neonatal Closed blood set with Filter - 100 per box | 3487.5 | N/A | 3062.54 | 4219.35 | 4219.35
RT2-01-15g | Compatible Syringes LUER LOCK Size: 2ml (Pk of 10) | 14.5 | 161 | 157.41 | 19.55 | 19.55
RT2-01-15h | Compatible Syringes LUER LOCK Size: 3ml (Pk of 10) | 11.1 | N/A | 108.53 | 14.95 | 14.95
RT2-01-15i | Compatible Syringes LUER LOCK Size: 5ml (Pk of 10) | 12.4 | 163.3 | 125.99 | 16.1 | 16.1
RT2-01-15j | Compatible Syringes LUER LOCK Size: 10ml (Pk of 10) | 21.5 | 293.25 | 179.46 | 26.45 | 26.45
RT2-01-15k | Compatible Syringes LUER LOCK Size: 20ml (Pk of 10) | 34.5 | 391 | 123.31 | 43.7 | 43.7
RT2-01-15l | Compatible Syringes LUER LOCK Size: 30ml (Pk of 10) | 105 | 856.75 | 183.15 | 131.1 | 131.1
RT2-01-15m | Compatible Syringes LUER LOCK Size: 50ml (Pk of 10) | 82 | 147.82 | 188.05 | 157.55 | 157.55
RT2-01-15n | Compatible Syringes LUER LOCK Size: 60ml (Pk of 10) | 82 | 102.22 | 206.95 | 313.95 | 313.95
# | RT2-01-016
1 | Item Number: RT2-01-016
2 | Item Name:Syring Driver PCA
3 | Suppliers' Name | Tara Healthcare (Pty) Ltd (Offer 1) | Ecomed Medical (Offer 1)
3.1 | Make/Brand | MDK Med | Mindray
3.2 | Model | MS37 (PCA) | eSP PCA
3.3 | Country of Origin | China | China
3.4 | Lead time | 21 Days | 70 Days
4 | Warranty (2-year): Year 1 and Year 2
4.1 | Warranty Entails: A 2-year warranty against poor workmanship and latent defects and parts. This must be all inclusive and include, BUT NOT LIMITED TO, amongst others, ALL PARTS (including Batteries), Labour, Traveling and Accommodation. The 2-year warranty must also include all quality check, quality assurance requirements, Preventative/Corrective Maintenance/Calibrations, Software updates and upgrades to be included. This 2-year warranty will commence after formal Commissioning and handover of the equipment.
5 | Unit Price(Inclusive of VAT, Standard Accessories & Consumables, and 2-year Warranty) | 22252.9 | 25937.1
6 | Post Warranty 5 Year Comprehensive Maintenance
| Year 3 | 950 | 935
| Year 4 | 950 | 935
| Year 5 | 1425 | 935
| Year 6 | 1425 | 935
| Year 7 | 1425 | 935
| Total Maintenance Cost: | 6175 | 4675
Maintenance Entails: A Fully Comprehensive 5-year Preventative Maintenance/Service and Corrective Maintenance/Repair contract covering all equipment, hardware and software. This contract would cover, but not be limited to the following: ALL PARTS (including Batteries), labour, travelling, accommodation, service and repair. The 5-year Maintenance Plan must also include all quality check, quality assurance requirements, calibrations , Software updates and upgrades.This contract will commence after the 2-year warranty period has expired.
7 | Estimated Life-span | 15 Years
# | RT2-01-017
1 | Item Number: RT2-01-017
2 | Item Name: Blood-Fluid Warmer
3 | Suppliers' Name | BEM Medical (Pty) Ltd (Offer 2) | Class Three Medical Solutions (Offer 1) | Duromed cc (Otter 1) | Ecomed Medical (Offer 1) | Ecomed Medical (Offer 2) | Mbuso Medical Supplies (Offer 1)
3.1 | Make/Brand | Gentherm | BIEGLER | TAHAT | Bestman | Bestman | KEWELL
3.2 | Model | ASTOTHERM Plus 220S | BW685 | AMPIR-01A | BFW-1020 | BFW-1000+ | FT2800
3.3 | Country of Origin | Germany | Austria | BELARUS | China | China | China
3.4 | Lead time | 4-6 Weeks | 90 Days | 7-56 Days | 56 Days | 56 Days | 30 Days
4 | A starter-pack of consumables must be supplied with the unit:
4.1 | Mounting bracket
5 | Warranty (2-year): Year 1 and Year 2
5.1 | Warranty Entails: A 2-year warranty against poor workmanship and latent defects and parts. This must be all inclusive and include, BUT NOT LIMITED TO, amongst others, ALL PARTS (including Batteries), Labour, Traveling and Accommodation. The 2-year warranty must also include all quality check, quality assurance requirements, Preventative/Corrective Maintenance/Calibrations, Software updates and upgrades to be included. This 2-year warranty will commence after formal Commissioning and handover of the equipment.
6 | Unit Price(Inclusive of VAT, Standard Accessories & Consumables, and 2-year Warranty) | 98019 | 72492.48 | 43035.3 | 26362.6 | 11416.05 | 50746.36
7 | Post Warranty 5 Year Comprehensive Maintenance
| Year 3 | 3818 | 6711.41 | 2152.8 | 1510 | 755 | 285
| Year 4 | 4199.8 | 5139.96 | 2152.8 | 1510 | 755 | 1425
| Year 5 | 4619.78 | 1997.49 | 2152.8 | 1510 | 755 | 1425
| Year 6 | 5081.76 | 3044.98 | 2152.8 | 1510 | 755 | 285
| Year 7 | 5589.93 | 3044.98 | 2152.8 | 1510 | 755 | 1425
| Total Maintenance Cost: | 23309.27 | 19938.82 | 10764 | 7550 | 3775 | 4845
Maintenance Entails: A Fully Comprehensive 5-year Preventative Maintenance/Service and Corrective Maintenance/Repair contract covering all equipment, hardware and software. This contract would cover, but not be limited to the following: ALL PARTS (including Batteries), labour, travelling, accommodation, service and repair. The 5-year Maintenance Plan must also include all quality check, quality assurance requirements, calibrations , Software updates and upgrades.This contract will commence after the 2-year warranty period has expired.
8 | Estimated Life-span |  | 10 Years
9 | Replacement Accessories & Consumables | Delivered Price | Delivered Price | Delivered Price | Delivered Price | Delivered Price | Delivered Price
RT2-01-017a | Cassette/cartridge (pk of 5) | N/A | N/A | N/A | N/A | N/A | 12106.05
RT2-01-017b | Flow warming set, Adult (pk of 10) | 100 | 884.21 | 1035 | N/A | N/A | 4402
RT2-01-017c | Flow warming set, Peads (pk of 10) | 1100 | 884.21 | 1035 | N/A | N/A | 4402
# | RT2-01-018
1 | Item Number: RT2-01-018
2 | Item Name: Patient Warmer, Forced-Air
3 | Suppliers' Name | BEM Medical (Offer 1) | Duromed cc (Offer 1)
3.1 | Make/Brand | Gentherm | Lifotronic
3.2 | Model | IOB 505 | TC 200
3.3 | Country of Origin | China | China
3.4 | Lead time | 4 to 6 Weeks | 7-56 Days
4 | A starter-pack of consumables must be supplied with the unit:
4.1 | A starter pack of the following blankets to be provided: 2 x Boxes (10 ea) of full body . (i.e 1 box paeds and 1box adults).
4.2 | Mobile stand with at least 4 castors and 2 fitted with brakes. (Complete for mounting the unit securely)
5 | Warranty (2-year): Year 1 and Year 2
5.1 | Warranty Entails: A 2-year warranty against poor workmanship and latent defects and parts. This must be all inclusive and include, BUT NOT LIMITED TO, amongst others, ALL PARTS (including Batteries), Labour, Traveling and Accommodation. The 2-year warranty must also include all quality check, quality assurance requirements, Preventative/Corrective Maintenance/Calibrations, Software updates and upgrades to be included. This 2-year warranty will commence after formal Commissioning and handover of the equipment.
6 | Unit Price(Inclusive of VAT, Standard Accessories & Consumables, and 2-year Warranty) | 39939 | 32775
7 | Post Warranty 5 Year Comprehensive Maintenance
| Year 3 | 2864.4 | 3283.25
| Year 4 | 3089.06 | 3283.25
| Year 5 | 3332.29 | 3283.25
| Year 6 | 3596.41 | 3283.25
| Year 7 | 3885.77 | 3283.25
| Total Maintenance Cost: | 16767.93 | 16416.25
Maintenance Entails: A Fully Comprehensive 5-year Preventative Maintenance/Service and Corrective Maintenance/Repair contract covering all equipment, hardware and software. This contract would cover, but not be limited to the following: ALL PARTS (including Batteries), labour, travelling, accommodation, service and repair. The 5-year Maintenance Plan must also include all quality check, quality assurance requirements, calibrations , Software updates and upgrades.This contract will commence after the 2-year warranty period has expired.
8 | Estimated Life-span |  | 10 Years
9 | Replacement Accessories & Consumables | Delivered Price | Delivered Price
RT2-01-18a | Upper body blanket | 26013 | 3415.5
RT2-01-18b | Lower body blanket | 26013 | 3415.5
RT2-01-18c | Surgical Access blanket | 26013 | 3415.5
RT2-01-18d | Underbody Peadiatric blanket | 26013 | 3415.5
RT2-01-18e | Underbody Adult blanket | 26013 | 3415.5
RT2-01-18f | Full body Peaditric blanket | 26013 | N/A
RT2-01-18g | Full body Adult blanket | 26013 | 3415.5
RT2-01-18h | Air Hose | 6845.9 | 3220
RT2-01-18i | Mobile stand | 6458.4 | 6900
RT2-01-18j | HEPA filter (pk of 5) | 1776.06 | 4715
# | RT2-01-019
1 | Item Number: RT2-01-019
2 | Item Name: Patient Warmer
3 | Suppliers' Name | Tara Healthcare (Pty) Ltd (Offer 1)
3.1 | Make/Brand | Eternal
3.2 | Model | WARM6200
3.3 | Country of Origin | China
3.4 | Lead time | 21 Days
4 | A starter-pack of consumables must be supplied with the unit:
4.1 | The unit to be supplied with under body heating pad for adult x1 and paeds x1
4.2 | Mobile stand with at least 4 castors and 2 fitted with brakes. (Complete for mounting the unit securely)
5 | Warranty (2-year): Year 1 and Year 2
5.1 | Warranty Entails: A 2-year warranty against poor workmanship and latent defects and parts. This must be all inclusive and include, BUT NOT LIMITED TO, amongst others, ALL PARTS (including Batteries), Labour, Traveling and Accommodation. The 2-year warranty must also include all quality check, quality assurance requirements, Preventative/Corrective Maintenance/Calibrations, Software updates and upgrades to be included. This 2-year warranty will commence after formal Commissioning and handover of the equipment.
6 | Unit Price(Inclusive of VAT, Standard Accessories & Consumables, and 2-year Warranty) | 113275
7 | Post Warranty 5 Year Comprehensive Maintenance
| Year 3 | 8650
| Year 4 | 8650
| Year 5 | 10500
| Year 6 | 10500
| Year 7 | 10500
| Total Maintenance Cost: | 48800
Maintenance Entails: A Fully Comprehensive 5-year Preventative Maintenance/Service and Corrective Maintenance/Repair contract covering all equipment, hardware and software. This contract would cover, but not be limited to the following: ALL PARTS (including Batteries), labour, travelling, accommodation, service and repair. The 5-year Maintenance Plan must also include all quality check, quality assurance requirements, calibrations , Software updates and upgrades.This contract will commence after the 2-year warranty period has expired.
8 | Estimated Life-span | 10 Years
9 | Replacement Accessories & Consumables | Delivered Price | Delivered Price
RT2-01-19a | Paediatrics Heating pad | 31625
RT2-01-19b | Adults Heating pad | 31625
RT2-01-19c | Mobile Stand | 6727.5
RT2-01-19d | Upper body blanket | 31625
RT2-01-19e | Lower body blanket | 31625
RT2-01-19f | Surgical Access blanket | 31625
RT2-01-19g | Underbody Pediatric blanket | 31625
RT2-01-19h | Underbody Peadiatric blanket | 31625
# | RT2-01-023
1 | Item Number: RT2-01-023
2 | Item Name: Ultrasound Machine, Point-of-care
3 | Suppliers' Name | Ecomed Medical (Pty) Ltd (Offer 1) | Medicare Hospital Equipment (Pty) Ltd (Offer 1)
3.1 | Make/Brand | GE Healthcare | Edan
3.2 | Model | vivid IQ | Acclarix AX8
3.3 | Country of Origin | UAE | China
3.4 | Lead time | 84 Days | 56 Days
4 | A starter-pack of consumables must be supplied with the unit:
4.1 | Black and White photo printer
4.2 | A6 100 x sheets of printing paper
4.3 | ECG cable complete
OPTIONAL ACCESSORIES
4.5 | Innovative linear and curved transducer technology
4.6 | Two Full Off-line Work stations with Full Reporting Systems
4.7 | Linear Carotid transducer Probe
4.8 | Non-Imaging Pencil Probe
5 | Warranty (2-year): Year 1 and Year 2
5.1 | Warranty Entails: A 2-year warranty against poor workmanship and latent defects and parts. This must be all inclusive and include, BUT NOT LIMITED TO, amongst others, ALL PARTS (including Batteries), Labour, Traveling and Accommodation. The 2-year warranty must also include all quality check, quality assurance requirements, Preventative/Corrective Maintenance/Calibrations, Software updates and upgrades to be included. This 2-year warranty will commence after formal Commissioning and handover of the equipment.
6 | Unit Price(Inclusive of VAT, Standard Accessories & Consumables, and 2-year Warranty) | 1363068.55 | 467923.28
7 | Post Warranty 5 Year Comprehensive Maintenance
| Year 3 | TBC | TBC
| Year 4 | TBC | TBC
| Year 5 | TBC | TBC
| Year 6 | TBC | TBC
| Year 7 | TBC | TBC
| Total Maintenance Cost: | 0 | 0
Maintenance Entails: A Fully Comprehensive 5-year Preventative Maintenance/Service and Corrective Maintenance/Repair contract covering all equipment, hardware and software. This contract would cover, but not be limited to the following: ALL PARTS (including Batteries), labour, travelling, accommodation, service and repair. The 5-year Maintenance Plan must also include all quality check, quality assurance requirements, calibrations , Software updates and upgrades.This contract will commence after the 2-year warranty period has expired.
8 | Estimated Life-span | 10 Years | 5 Years
9 | Replacement Accessories & Consumables | Delivered Price | Delivered Price
RT2-01-23a | High Frequency Linear Transducer 3-12MHz | 121964.4 | 54945.33
RT2-01-23b | High Frequency Linear Transducer 5-18MHz | 162328.25 | 36466.1
RT2-01-23c | Adult Phased Array Transducer 2-4MHz | 199579.05 | 33232.01
RT2-01-23d | Black and White printer | TBC | TBC
RT2-01-23e | A6 100 x sheets of printing paper (per Box) | 302.45 | TBC
RT2-01-23f | ECG cable complete | 6303.15 | 8338.05
RT2-01-23g | Convex transducer 3-5MHz | 199579.05 | 33232.01
RT2-01-23h | Paediatric Phased array Transducer 3-7MHz | 130668.75 | 33232.01
RT2-01-23i | Linear Transducer 4-10MHz | 162328.25 | 54945.33
RT2-01-23j | Adult TEE tranducer (In storage case) | 488875.35 | 537097.75
RT2-01-23k | Paeds TEE transducer (In storage case) | 423605.95 | N/A
RT2-01-23l | TEE software (UPGRADE | 0 | N/A
RT2-01-23m | Cart/trolley | TBC | TBC

## CAT 2- VENTILATION & RESPIRATOR
RT2-2025 SUPPLY, DELIVERY, INSTALLATION, COMMISSIONING, TRAINING AND MAINTENANCE OF MEDICAL EQUIPMENT TO THE STATE FOR THE PERIOD 1 AUGUST 2026 TO 31 JULY 20230 CONTRACT PRICING WITH REPLACEMENT ACCESSORIES
CATEGOGY 2: VENTILATION & RESPIRATORY EQUIPMENT
# | RT2-02-001
1 | Item Number: RT2-02-001
2 | Item Name : Ventilator, Neonatal-Paeds
3 | Suppliers' Name | Class Three Medical Solutions (Pty) Ltd (Offer 2) | Dräger South Africa (Pty) Ltd (Offer 1) | Dräger South Africa (Pty) Ltd (Offer 2) | Ecomed Medical (Pty) Ltd (Offer 1) | Mbuso medical supplies (Pty) Ltd (Offer 1) | Supra Healthcare Johannesburg Pty Ltd (Offer 1) | Supra Healthcare Johannesburg Pty Ltd (Offer 2)
3.1 | Make/Brand | TECME | Dräger | Dräger | Mindray | NIHON KOHDEN | Comen | Comen
3.2 | Model | BRINA | Babylog VN600 | Babylog VN800 | SV600 | NKV-550 | V5 | V8
3.3 | Country of Origin | America | Germany | Germany | China | JAPAN | China | China
3.4 | Lead time | 90 Days | 42-56 days | 42-56 days | 70 Days | 30 | 21 days | 21 days
4 | A starter-pack of consumables must be supplied with the unit: | Qty | Qty | Qty | Qty | Qty | Qty | Qty
4.1 | Bacteria filter (pk of 10)
4.2 | Neonatal patient circuit (Pk of 10)
4.3 | Paeds patient circuits (Pk of 10)
4.4 | Test lung for neonates
4.5 | Two reusable flow sensors
4.6 | Circuit support arm
5 | Warranty (2-year): Year 1 and Year 2
5.1 | Warranty Entails: A 2-year warranty against poor workmanship and latent defects and parts. This must be all inclusive and include, BUT NOT LIMITED TO, amongst others, ALL PARTS (including Batteries), Labour, Traveling and Accommodation. The 2-year warranty must also include all quality check, quality assurance requirements, Preventative/Corrective Maintenance/Calibrations, Software updates and upgrades to be included. This 2-year warranty will commence after formal Commissioning and handover of the equipment.
6 | Unit Price(Inclusive of VAT, Standard Accessories & Consumables, and 2-year Warranty) | 616495.4 | 498577.27 | 504572.61 | 366662.55 | 774180 | 336285.39 | 353648.21
7 | Post Warranty 5 Year Comprehensive Maintenance
| Year 3 | TBC | 0 | 0 | 15623 | 47784.05 | 17499.5089 | 17499.5089
| Year 4 | 20565.22 | 34736.2 | 34736.2 | 15623 | 1899.24 | 19249.4598 | 19249.4598
| Year 5 | 34646.5 | 36820.372 | 36820.372 | 15623 | 18199.24 | 21174.4058 | 21174.4058
| Year 6 | TBC | 39029.5943 | 39029.5943 | 15623 | TBC | 23291.8464 | 23291.8464
| Year 7 | 26001.5 | TBC | TBC | 15623 | 18199.24 | 25621.031 | 25621.031
| Total Maintenance Cost: | 81213.22 | 110586.1663 | 110586.1663 | 78115 | 86081.77 | 106836.252 | 106836.252
Maintenance Entails: A Fully Comprehensive 5-year Preventative Maintenance/Service and Corrective Maintenance/Repair contract covering all equipment, hardware and software. This contract would cover, but not be limited to the following: ALL PARTS (including Batteries), labour, travelling, accommodation, service and repair. The 5-year Maintenance Plan must also include all quality check, quality assurance requirements, calibrations , Software updates and upgrades.This contract will commence after the 2-year warranty period has expired.
8 | Estimated Life-span | 10 years | 10 - 12 years | 10 - 12 years | 10 years | 10 years | 10 years | 10 years
9 | Replacement Accessories & Consumables | Delivered Price | Delivered Price | Delivered Price | Delivered Price | Delivered Price | Delivered Price | Delivered Price
RT2-02-01a | Addition of HFOV Mode (UPGRADE) | N/A | TBC | N/A | 19638.55 | N/A | N/A | N/A
RT2-02-01b | Bacteria filter (pk of 10) | 643.11 | 267.55 | 267.55 | 645.15 | 1650 | 1105.2321 | 1105.2321
RT2-02-01c | Neonatal patient circuit (Pk of 10) | TBC | 1349.72 | 1349.72 | 4787.45 | 1650 | 3684.1071 | 3684.1071
RT2-02-01d | Paeds patient circuits (Pk of 10) | TBC | 1349.72 | 1349.72 | 2793.35 | 1650 | 3684.1071 | 3684.1071
RT2-02-01e | Test lung for neonates | 1140.04 | 905.07 | 905.07 | 2797.95 | 800 | 1657.8482 | 1657.8482
RT2-02-01f | Disposable Flow sensors | TBC | TBC | TBC | TBC | TBC | 1473.6429 | 1473.6429
RT2-02-01f | Reusable Flow sensors | N/A | 2467.43 | 2467.43 | TBC | N/A | 3684.1071 | 3684.1071
RT2-02-01g | Oxygen cell | N/A | N/A | N/A | 3253.35 | N/A | 3684.1071 | 3684.1071
RT2-02-01h | Medical Air compressor (Mountable to ventilator trolley) | N/A | N/A | N/A | TBC | N/A | TBC | TBC
# | RT2-02-002
1 | Item Number: RT2-02-002
2 | Item Name : Ventilator, Paeds-Adult
3 | Suppliers' Name | BEM Medical (Pty) Ltd (Offer 1) | Class Three Medical Solutions (Pty) Ltd (Offer 3) | Class Three Medical Solutions (Pty) Ltd (Offer 2) | Dräger South Africa (Pty) Ltd (Offer 2) | Dräger South Africa (Pty) Ltd (Offer 3) | Dräger South Africa (Pty) Ltd (Offer 4) | Dräger South Africa (Pty) Ltd (Offer 5) | Ecomed Medical (Pty) Ltd (Offer 1) | Mbuso medical supplies (Pty) Ltd (Offer 1) | Mbuso medical supplies (Pty) Ltd (Offer 2) | Respiratory Care Africa (Pty) Ltd (Offer 1) | Respiratory Care Africa (Pty) Ltd (Offer 2) | Supra Healthcare Johannesburg Pty Ltd (Offer 2) | Supra Healthcare Johannesburg Pty Ltd (Offer 3)
3.1 | Make/Brand | Ambulanc | COMEN | TECME | Dräger | Dräger | Dräger | Dräger | Mindray | NIHON KOHDEN | NIHON KOHDEN | Bellavista 1000 | BELLAVISTA1000E | Comen | Comen
3.2 | Model | VK500 | V3 | BRINA | Evita V600 | Evita V600 with GS500 | Evita V800 | Evita V800 with GS500 | SV600 | NKV-550 | NKV-440 | Bellavista 1000E | BELLAVISTA1000E | V5 | V8
3.3 | Country of Origin | China | China | America | Germany | Germany | Germany | Germany | China | JAPAN | JAPAN | America | America | China | China
3.4 | Lead time | 4 to 6 Weeks | 90 Days | 90 Days | 42-56 days | 42-56 days | 42-56 days | 42-56 days | 70 Days | 30 | 30 | 30/Ex-stock | 30/Ex-stock | 21 days | 21 days
4 | A starter-pack of consumables must be supplied with the unit: | Qty | Qty | Qty | Qty | Qty | Qty | Qty | Qty | Qty | Qty | Qty | Qty | Qty | Qty
4.1 | Two reusable patient breathing circuits
4.2 | Built-in nebulizer
4.3 | Reusable, sterilizable patient masks
4.4 | Reusable, sterilizable patient connectors
4.5 | Reusable flow sensor.
4.6 | Internal O2-Air mixer.
4.7 | FiO2 analyzer, internal.
4.8 | Test lung and test circuit
4.9 | Bacteria filter (pk of 10)
4.10 | Adult disposable patient circuit (Pk of 10)
4.11 | Paeds disposable patient circuits (Pk of 10)
4.12 | Air filters (pk of 10)
4.13 | Flow sensor (pk of 5)
4.14 | Oxygen sensor
4.15 | Expiratory valve (complete)
5 | Warranty (2-year): Year 1 and Year 2
5.1 | Warranty Entails: A 2-year warranty against poor workmanship and latent defects and parts. This must be all inclusive and include, BUT NOT LIMITED TO, amongst others, ALL PARTS (including Batteries), Labour, Traveling and Accommodation. The 2-year warranty must also include all quality check, quality assurance requirements, Preventative/Corrective Maintenance/Calibrations, Software updates and upgrades to be included. This 2-year warranty will commence after formal Commissioning and handover of the equipment.
6 | Unit Price(Inclusive of VAT, Standard Accessories & Consumables, and 2-year Warranty) | 230000 | 350736.56 | 619495.9 | 455403.98 | 575698.03 | 546217.55 | 608508.52 | 376545.65 | R684,868.69 | R633,416.28 | 499500 | 580000 | 336285.39 | 371683.85
7 | Post Warranty 5 Year Comprehensive Maintenance
| Year 3 | TBC | TBC | TBC | TBC | TBC | TBC | TBC | TBC | TBC | TBC | 14176 | 14176 | 17499.5089 | 19341.5625
| Year 4 | TBC | TBC | TBC | TBC | TBC | TBC | TBC | TBC | TBC | TBC | 24269 | 24269 | 19249.4598 | 21275.7187
| Year 5 | TBC | TBC | TBC | TBC | TBC | TBC | TBC | TBC | TBC | TBC | 15476 | 15476 | 21174.4058 | 23403.2906
| Year 6 | TBC | TBC | TBC | TBC | TBC | TBC | TBC | TBC | TBC | TBC | 26618 | 26618 | 23291.8464 | 25743.6197
| Year 7 | TBC | TBC | TBC | TBC | TBC | TBC | TBC | TBC | TBC | TBC | 16939 | 16939 | 25621.031 | 28317.9817
| Total Maintenance Cost: | 0 | 0 | 0 | 0 | 0 | 0 | 0 | 0 | 0 | 0 | 97478 | 97478 | 106836.252 | 118082.1732
Maintenance Entails: A Fully Comprehensive 5-year Preventative Maintenance/Service and Corrective Maintenance/Repair contract covering all equipment, hardware and software. This contract would cover, but not be limited to the following: ALL PARTS (including Batteries), labour, travelling, accommodation, service and repair. The 5-year Maintenance Plan must also include all quality check, quality assurance requirements, calibrations , Software updates and upgrades.This contract will commence after the 2-year warranty period has expired.
8 | Estimated Life-span | 10 years | 10 years | 10 years | 10 - 12 years | 10 - 12 years | 10 - 12 years | 10 - 12 years | 10 years | 10 years | 10 years | 10 years | 10 years | 10 years | 10 years
9 | Replacement Accessories & Consumables | Delivered Price | Delivered Price | Delivered Price | Delivered Price | Delivered Price | Delivered Price | Delivered Price | Delivered Price | Delivered Price | Delivered Price | Delivered Price | Delivered Price | Delivered Price | Delivered Price
RT2-02-02a | Reusable patient breathing circuits | TBC | N/A | N/A | TBC | TBC | TBC | TBC | TBC | TBC | TBC | TBC | TBC | TBC | TBC
RT2-02-02b | Reusable, sterilizable patient masks | 1011.82 | 1666.53 | 1666.53 | 2775.88 | 2775.88 | 2775.88 | 2775.88 | 2434.55 | 480 | 480 | 1075 | 1075 | 1823.633 | 1823.633
RT2-02-02c | Reusable, sterilizable patient connectors | TBC | N/A | N/A | N/A | N/A | N/A | N/A | TBC | 280 | 280 | N/A | N/A | 1823.633 | 1823.633
RT2-02-02d | Reusable flow sensor. | TBC | 2776.89 | 2776.89 | 2210.95 | 2210.95 | 2210.95 | 2210.95 | TBC | TBC | TBC | N/A | N/A | 3647.2661 | 3647.2661
RT2-02-02e | Test lung | TBC | 1989.52 | 1989.52 | TBC | TBC | TBC | TBC | TBC | 1685 | 1685 | 1641 | 1641 | 1641.2697 | 1641.2697
RT2-02-02f | Bacteria filter (pk of 10) | 1533.9 | 1783.67 | 1783.67 | 33.61 | 33.61 | 33.61 | 33.61 | 645.15 | 685.23 | 685.23 | 426 | 426 | 1094.1798 | 1094.1798
RT2-02-02g | Adult disposable patient circuit (Pk of 10) | TBC | TBC | TBC | TBC | TBC | TBC | TBC | TBC | TBC | TBC | TBC | TBC | TBC | TBC
RT2-02-02h | Paeds disposable patient circuits (Pk of 10) | TBC | TBC | TBC | TBC | TBC | TBC | TBC | TBC | TBC | TBC | TBC | TBC | TBC | TBC
RT2-02-02i | Air filters (pk of 10) | TBC | TBC | TBC | TBC | TBC | TBC | TBC | TBC | TBC | TBC | TBC | TBC | TBC | TBC
RT2-02-02j | Flow sensor (pk of 5) | TBC | TBC | TBC | TBC | TBC | TBC | TBC | TBC | TBC | TBC | TBC | TBC | TBC | TBC
RT2-02-02k | Oxygen sensor | TBC | TBC | TBC | 2854.35 | 2854.35 | 2854.35 | 2854.35 | 4459.7 | TBC | TBC | 5099 | 5099 | 1821.6 | 1821.6
RT2-02-02l | Expiratory valve (complete) | N/A | TBC | TBC | 5359.98 | 5359.98 | 5359.98 | 5359.98 | TBC | TBC | TBC | TBC | TBC | 3175.92 | 3175.92
# | RT2-02-003
1 | Item Number: RT2-02-003
2 | Item Name : Ventilator, Negative Pressure
3 | Suppliers' Name | Mbuso medical supplies (Pty) Ltd (Offer 1)
3.1 | Make/Brand | HAYEK
3.2 | Model | RTX-02
3.3 | Country of Origin | England
3.4 | Lead time | 30 Days
4 | A starter-pack of consumables must be supplied with the unit: | Qty
4.1 | Cuirasses:
4.2 | Range of adult and paediatric sizes available (two sizes as per End-User's preference should come standard with every ventilator unit)
4.3 | Ventilator circuits (pack of 10)
5 | Warranty (2-year): Year 1 and Year 2
5.1 | Warranty Entails: A 2-year warranty against poor workmanship and latent defects and parts. This must be all inclusive and include, BUT NOT LIMITED TO, amongst others, ALL PARTS (including Batteries), Labour, Traveling and Accommodation. The 2-year warranty must also include all quality check, quality assurance requirements, Preventative/Corrective Maintenance/Calibrations, Software updates and upgrades to be included. This 2-year warranty will commence after formal Commissioning and handover of the equipment.
6 | Unit Price(Inclusive of VAT, Standard Accessories & Consumables, and 2-year Warranty) | 528478.39
7 | Post Warranty 5 Year Comprehensive Maintenance
| Year 3 | TBC
| Year 4 | 15200
| Year 5 | 15200
| Year 6 | TBC
| Year 7 | TBC
| Total Maintenance Cost: | 30400
Maintenance Entails: A Fully Comprehensive 5-year Preventative Maintenance/Service and Corrective Maintenance/Repair contract covering all equipment, hardware and software. This contract would cover, but not be limited to the following: ALL PARTS (including Batteries), labour, travelling, accommodation, service and repair. The 5-year Maintenance Plan must also include all quality check, quality assurance requirements, calibrations , Software updates and upgrades.This contract will commence after the 2-year warranty period has expired.
8 | Estimated Life-span
9 | Replacement Accessories & Consumables | Delivered Price
RT2-02-03a | Cuirasses (Adult size) | TBC
RT2-02-03b | Cuirasses (Paeds size) | TBC
RT2-02-03c | Patient circuit (Pk of 5) | TBC
# | RT2-02-004
1 | Item Number: RT2-02-004
2 | Item Name : Oxygen High Flow Therapy
3 | Suppliers' Name | BEM Medical (Pty) Ltd (Offer 1) | Dräger South Africa (Pty) Ltd (Offer 1) | Ecomed Medical (Pty) Ltd (Offer 1) | Mbuso medical supplies (Pty) Ltd (Offer 1) | Respiratory Care Africa (Pty) Ltd (Offer 3) | Respiratory Care Africa (Pty) Ltd (Offer 4) | Respiratory Care Africa (Pty) Ltd (Offer 5) | Respiratory Care Africa (Pty) Ltd (Offer 6)
3.1 | Make/Brand | Biosys | Dräger | Inspired | GGM | F&P Airvo 3 Static | F&P Airvo 3 Transport | F&P Airvo 3 NIV | F&P Airvo 3 Junior
3.2 | Model | Bio2Flow | Oxymixer High Flow - MP04201 | VUN-003A(O2FLO pro) | HF-2900D | FISPT301ECS | FISPT301ECT | FISPT311ECK | FISPT321ECK
3.3 | Country of Origin | Türkiye | Germany | China | Taiwab | New Zealand | New Zealand | New Zealand | New Zealand
3.4 | Lead time | 4 to 6 Weeks | 42-56 days | 84 Days | 30 Days | 14 Days | 14 Days | 14 Days | 14 Days
4 | A starter-pack of consumables must be supplied with the unit: | Qty
4.1 | Auto-fill chamber
4.2 | Heating tube
4.3 | Elbow kit
4.4 | Tracheal inbation interface
4.5 | Air filter
4.6 | Small Nasal Cannula
4.7 | Medium Nasal Cannula
4.8 | Large Nasal Cannula
4.9 | Oxygen inlet hose
5 | Warranty (2-year): Year 1 and Year 2
5.1 | Warranty Entails: A 2-year warranty against poor workmanship and latent defects and parts. This must be all inclusive and include, BUT NOT LIMITED TO, amongst others, ALL PARTS (including Batteries), Labour, Traveling and Accommodation. The 2-year warranty must also include all quality check, quality assurance requirements, Preventative/Corrective Maintenance/Calibrations, Software updates and upgrades to be included. This 2-year warranty will commence after formal Commissioning and handover of the equipment.
6 | Unit Price(Inclusive of VAT, Standard Accessories & Consumables, and 2-year Warranty) | 94392 | 43706.91 | 91436.5 | 109140.75 | 120000 | 190000 | 230000 | 249000
7 | Post Warranty 5 Year Comprehensive Maintenance
| Year 3 | 3741.9 | TBC | TBC | TBC | 0 | 0 | 0 | 0
| Year 4 | 4116.09 | TBC | TBC | 3040 | TBC | TBC | TBC | TBC
| Year 5 | 4527.7 | TBC | TBC | 3040 | 0 | 0 | 0 | 0
| Year 6 | 4980.46 | TBC | TBC | TBC | TBC | TBC | TBC | TBC
| Year 7 | 5478.52 | TBC | TBC | 3040 | 0 | 0 | 0 | 0
| Total Maintenance Cost: | 22844.67 | 0 | 0 | 9120 | 0 | 0 | 0 | 0
Maintenance Entails: A Fully Comprehensive 5-year Preventative Maintenance/Service and Corrective Maintenance/Repair contract covering all equipment, hardware and software. This contract would cover, but not be limited to the following: ALL PARTS (including Batteries), labour, travelling, accommodation, service and repair. The 5-year Maintenance Plan must also include all quality check, quality assurance requirements, calibrations , Software updates and upgrades.This contract will commence after the 2-year warranty period has expired.
8 | Estimated Life-span | 10 years | 10 - 12 years |  | 10 years | 5 years | 5 years | 5 years | 5 years
9 | Replacement Accessories & Consumables | Delivered Price | Delivered Price | Delivered Price | Delivered Price | Delivered Price | Delivered Price | Delivered Price | Delivered Price
RT2-02-04a | Battery | 3498.3 |  | 5487.8 | 4784 | TBC | TBC | TBC | TBC
RT2-02-04b | Auto-fill chamber | 376.74 | 581.79 | 380.65 | 275 | 3305 | 3305 | 3305 | 2006
RT2-02-04c | Heating tube | 1614.6 | 2921.19 | 1055.7 | 1450 | 2396 | 2396 | 2396 | 2396
RT2-02-04c | Heating tube |  | TBC | N/A | N/A |  |  |  | 2341
RT2-02-04d | Elbow kit | N/A | N/A | N/A | 2001 | 3486 | 3486 | 1840
RT2-02-04e | Tracheal inbation interface | N/A | N/A | 405.95 | 258.77 | 660 | 660 | 660 | 660
RT2-02-04f | Air filter | 48.83 | N/A | 21.85 | 362.75 | 1329 | 1329 | 1329 | 1329
RT2-02-04g | Small Nasal Cannula | 807.3 | 431.23 | 633.65 | 721.71 | 720 | 720 | 1075 | 1301
RT2-02-04h | Medium Nasal Cannula | 807.3 | 431.23 | 633.65 | 721.71 | 720 | 720 | 1075 | 1301
RT2-02-04i | Large Nasal Cannula | 807.3 | 431.23 | 633.65 | 721.71 | 720 | 720 | 1075 | 1301
RT2-02-04j | Oxygen inlet hose | 269.67 |  | 42.55 | TBC | 123 | 123 | 123 | 123
# | RT2-02-005
1 | Item Number: RT2-02-005
2 | Item Name : Ventilator, CPAP
3 | Suppliers' Name | Class Three Medical Solutions (Pty) Ltd (Offer 3) | Ecomed Medical (Pty) Ltd (Offer 1) | Respiratory Care Africa (Pty) Ltd (Offer 1) | Respiratory Care Africa (Pty) Ltd (Offer 2)
3.1 | Make/Brand | COMEN | Heyer | Fabian Therapy | Fabian +nCPAP Evo
3.2 | Model | NV8 | VS500S | FABIANTHERAPY | FABIANEVO2
3.3 | Country of Origin | China | China | America | America
3.4 | Lead time | 90 Days | 70 Days | 30/Ex-stock | 30/Ex-stock
4 | A starter-pack of consumables must be supplied with the unit: | Qty | Qty | Qty | Qty
4.1 | 5 sets of silicone nasal prongs (each set must include 3 different neonatal sizes)
4.2 | 5 sets of CPAP bonnets (each set to include 3 different neonatal sizes)
4.3 | 5 neonatal circuits
4.4 | Humidifier
4.5 | Temperature probes for humidifier
4.6 | Circuit holding arm
5 | Warranty (2-year): Year 1 and Year 2
5.1 | Warranty Entails: A 2-year warranty against poor workmanship and latent defects and parts. This must be all inclusive and include, BUT NOT LIMITED TO, amongst others, ALL PARTS (including Batteries), Labour, Traveling and Accommodation. The 2-year warranty must also include all quality check, quality assurance requirements, Preventative/Corrective Maintenance/Calibrations, Software updates and upgrades to be included. This 2-year warranty will commence after formal Commissioning and handover of the equipment.
6 | Unit Price(Inclusive of VAT, Standard Accessories & Consumables, and 2-year Warranty) | 239273.42 | 237763.65 | 314500 | 442890
7 | Post Warranty 5 Year Comprehensive Maintenance
| Year 3 | TBC | 11626 | 14017 | TBC
| Year 4 | TBC | 11626 | TBC | TBC
| Year 5 | TBC | 11626 | 15353 | TBC
| Year 6 | TBC | 11626 | 16082 | TBC
| Year 7 | TBC | 11626 | 16856 | TBC
| Total Maintenance Cost: | 0 | 58130 | 62308 | 0
Maintenance Entails: A Fully Comprehensive 5-year Preventative Maintenance/Service and Corrective Maintenance/Repair contract covering all equipment, hardware and software. This contract would cover, but not be limited to the following: ALL PARTS (including Batteries), labour, travelling, accommodation, service and repair. The 5-year Maintenance Plan must also include all quality check, quality assurance requirements, calibrations , Software updates and upgrades.This contract will commence after the 2-year warranty period has expired.
8 | Estimated Life-span | 10 Years | 8 Years | 10 Years | 10 Years
9 | Replacement Accessories & Consumables | Delivered Price | Delivered Price | Delivered Price | Delivered Price
RT2-02-05a | 5 sets of silicone nasal prongs (each set must include 3 different neonatal sizes) | TBC | 1267.3 | TBC | TBC
RT2-02-05b | 5 sets of CPAP bonnets (each set to include 3 different neonatal sizes) | TBC | 3324.65 | TBC | TBC
RT2-02-05c | 5 neonatal circuits | TBC | TBC | TBC | TBC
RT2-02-05d | Temperature probes for humidifier | 2365.8 | 2533.45 | 2700 | 2700
RT2-02-05e | Circuit holding arm | TBC |  | TBC | TBC
# | RT2-02-006
1 | Item Number: RT2-02-006
2 | Item Name : Ventilator, Transport, Paeds-Adult
3 | Suppliers' Name | Class Three Medical Solutions (Pty) Ltd (Offer 1) | Ecomed Medical (Pty) Ltd (Offer 1)
3.1 | Make/Brand | BIOSYS | Mindray
3.2 | Model | BIO-SM014 | TV80
3.3 | Country of Origin | Türkiye | China
3.4 | Lead time | 90 Days | 70 Days
4 | A starter-pack of consumables must be supplied with the unit: | Qty | Qty
4.1 | Adult breathing circuit
4.2 | External charger
4.3 | Carry bag and bed clamp
5 | Warranty (2-year): Year 1 and Year 2
5.1 | Warranty Entails: A 2-year warranty against poor workmanship and latent defects and parts. This must be all inclusive and include, BUT NOT LIMITED TO, amongst others, ALL PARTS (including Batteries), Labour, Traveling and Accommodation. The 2-year warranty must also include all quality check, quality assurance requirements, Preventative/Corrective Maintenance/Calibrations, Software updates and upgrades to be included. This 2-year warranty will commence after formal Commissioning and handover of the equipment.
6 | Unit Price(Inclusive of VAT, Standard Accessories & Consumables, and 2-year Warranty) | 282347.79 | 324219.5
7 | Post Warranty 5 Year Comprehensive Maintenance
| Year 3 |  | TBC
| Year 4 |  | TBC
| Year 5 |  | TBC
| Year 6 |  | TBC
| Year 7 |  | TBC
| Total Maintenance Cost: |  | 0
Maintenance Entails: A Fully Comprehensive 5-year Preventative Maintenance/Service and Corrective Maintenance/Repair contract covering all equipment, hardware and software. This contract would cover, but not be limited to the following: ALL PARTS (including Batteries), labour, travelling, accommodation, service and repair. The 5-year Maintenance Plan must also include all quality check, quality assurance requirements, calibrations , Software updates and upgrades.This contract will commence after the 2-year warranty period has expired.
8 | Estimated Life-span | 10 Years | 10 Years
9 | Replacement Accessories & Consumables
RT2-02-06a | Adult breathing circuit | 751.49
RT2-02-06b | External charger
RT2-02-06c | Carry bag and | 2974.17
RT2-02-06d | Bed clamp | TBC
# | RT2-02-007
1 | Item Number: RT2-02-007
2 | Item Name : Ventilator, Transport, Neonatal-Paeds
3 | Suppliers' Name | Class Three Medical Solutions (Pty) Ltd (Offer 1) | Ecomed Medical (Pty) Ltd (Offer 1)
3.1 | Make/Brand | BIOSYS | Mindray
3.2 | Model | BIO-SM014 | TV80
3.3 | Country of Origin | Türkiye | China
3.4 | Lead time | 90 Days | 70 Days
4 | A starter-pack of consumables must be supplied with the unit: | Qty | Qty
4.1 | Neonatal breathing circuits
4.2 | External charger
4.3 | Carry bag
4.4 | Mainstream etCo2 line
4.5 | Sidestream etCo2 line
4.6 | Bed clamp
5 | Warranty (2-year): Year 1 and Year 2
5.1 | Warranty Entails: A 2-year warranty against poor workmanship and latent defects and parts. This must be all inclusive and include, BUT NOT LIMITED TO, amongst others, ALL PARTS (including Batteries), Labour, Traveling and Accommodation. The 2-year warranty must also include all quality check, quality assurance requirements, Preventative/Corrective Maintenance/Calibrations, Software updates and upgrades to be included. This 2-year warranty will commence after formal Commissioning and handover of the equipment.
6 | Unit Price(Inclusive of VAT, Standard Accessories & Consumables, and 2-year Warranty) | 282347.79 | 292744
7 | Post Warranty 5 Year Comprehensive Maintenance
| Year 3 | 1092.94 | TBC
| Year 4 | 2974.17 | TBC
| Year 5 | 1092.94 | TBC
| Year 6 | 2974.07 | TBC
| Year 7 | 1451.32 | TBC
| Total Maintenance Cost: | 9585.44 | 0
Maintenance Entails: A Fully Comprehensive 5-year Preventative Maintenance/Service and Corrective Maintenance/Repair contract covering all equipment, hardware and software. This contract would cover, but not be limited to the following: ALL PARTS (including Batteries), labour, travelling, accommodation, service and repair. The 5-year Maintenance Plan must also include all quality check, quality assurance requirements, calibrations , Software updates and upgrades.This contract will commence after the 2-year warranty period has expired.
8 | Estimated Life-span | 10 Years
9 | Replacement Accessories & Consumables
RT2-02-07a | Neonatal breathing circuit | 1092.94 | 737.15
RT2-02-07b | External charger |  | 3069.35
RT2-02-07c | Carry bag and | 2974.17 | 3924.95
RT2-02-07d | Bed clamp |  | 3887
RT2-02-07e | Neonatal breathing circuits | 1092.94 | 737.15
RT2-02-07f | External charger |  | 3069.35
RT2-02-07g | Carry bag | 2974.07 | 3924.95
RT2-02-07h | Mainstream etCo2 line | 1451.32
RT2-02-07i | Sidestream etCo2 line | 1451.32 | TBC
RT2-02-07j | Bed clamp |  | TBC
# | RT2-02-008
1 | Item Number: RT2-02-008
2 | Item Name : High Frequency Oscilator
3 | Suppliers' Name | Respiratory Care Africa (Pty) Ltd (Offer 1) | Respiratory Care Africa (Pty) Ltd (Offer 2)
3.1 | Make/Brand | Fabian HFO | Sensormedics 3100a
3.2 | Model | FABIANHFOI | SEN3100AK
3.3 | Country of Origin | America | America
3.4 | Lead time | 30/Ex-stock | 30/Ex-stock
4 | A starter-pack of consumables must be supplied with the unit: | Qty | Qty
4.1 | Neonatal breathing circuits
4.2 | External charger
4.3 | Carry bag
4.4 | Mainstream etCo2 line
4.5 | Sidestream etCo2 line
4.6 | Bed clamp
5 | Warranty (2-year): Year 1 and Year 2
5.1 | Warranty Entails: A 2-year warranty against poor workmanship and latent defects and parts. This must be all inclusive and include, BUT NOT LIMITED TO, amongst others, ALL PARTS (including Batteries), Labour, Traveling and Accommodation. The 2-year warranty must also include all quality check, quality assurance requirements, Preventative/Corrective Maintenance/Calibrations, Software updates and upgrades to be included. This 2-year warranty will commence after formal Commissioning and handover of the equipment.
6 | Unit Price(Inclusive of VAT, Standard Accessories & Consumables, and 2-year Warranty) | 653649 | 637410
7 | Post Warranty 5 Year Comprehensive Maintenance
| Year 3 | 23772 | 23772
| Year 4 | TBC | TBC
| Year 5 | 25980 | 25980
| Year 6 | 27177 | 27177
| Year 7 | 28443 | 28443
| Total Maintenance Cost: | 105372 | 105372
Maintenance Entails: A Fully Comprehensive 5-year Preventative Maintenance/Service and Corrective Maintenance/Repair contract covering all equipment, hardware and software. This contract would cover, but not be limited to the following: ALL PARTS (including Batteries), labour, travelling, accommodation, service and repair. The 5-year Maintenance Plan must also include all quality check, quality assurance requirements, calibrations , Software updates and upgrades.This contract will commence after the 2-year warranty period has expired.
8 | Estimated Life-span | 10 Years | 10 Years
9 | Replacement Accessories & Consumables
RT2-02-08a | Neonatal breathing circuits |  | TBC
RT2-02-08b | External charger
RT2-02-08c | Carry bag
RT2-02-08d | Mainstream etCo2 line |  | TBC
RT2-02-08e | Sidestream etCo2 line |  | TBC
RT2-02-08f | Bed clamp
RT2-02-08g | Disposable neonatal breathing circuit (Pk of 10) |  | TBC
RT2-02-08h | Disposable paeds breathing circuit (Pk of 10) |  | TBC
RT2-02-08i | Test lung for neonates
RT2-02-08j | Circuit Support Arm
RT2-02-08k | Disposable Flow sensors |  | TBC
RT2-02-08l | Reusable Flow sensor |  | TBC
RT2-02-08m | Oxygen sensor |  | 1752
RT2-02-08o | Exhalation diaphragm |  | TBC
# | RT2-02-009
1 | Item Number: RT2-02-009
2 | Item Name : Resuscitator, Gas-powered, Infant
3 | Suppliers' Name | Class Three Medical Solutions (Pty) Ltd (Offer 1) | Ecomed Medical (Pty) Ltd (Offer 1) | Medhold Medical (Pty) Ltd (Offer 1) | Respiratory Care Africa (Pty) Ltd (Offer 1) | Stat-Tiakeni Medical (Pty) Ltd | Tara Healthcare (Pty) Ltd
3.1 | Make/Brand | COMEN | Disonmed | GE Healthcare | Fisher&Paykel Neopuff | FLEXICARE | Horn Puff
3.2 | Model | V1-CO2-100 | BR-100 | Lullaby Resus Plus: 2077793-001 | FISRD900K | NF-100 | Nice 5020
3.3 | Country of Origin | China | China | America | New Zealand | China | India
3.4 | Lead time | 90 Days | 84 Days | 84 Days | 30/Ex-stock | 42 - 56 days | 21 Days
4 | Warranty (2-year): Year 1 and Year 2
4.1 | Warranty Entails: A 2-year warranty against poor workmanship and latent defects and parts. This must be all inclusive and include, BUT NOT LIMITED TO, amongst others, ALL PARTS (including Batteries), Labour, Traveling and Accommodation. The 2-year warranty must also include all quality check, quality assurance requirements, Preventative/Corrective Maintenance/Calibrations, Software updates and upgrades to be included. This 2-year warranty will commence after formal Commissioning and handover of the equipment.
5 | Unit Price(Inclusive of VAT, Standard Accessories & Consumables, and 2-year Warranty) | TBC | 14184.1 | 29371.23 | 20354 | 14138.08 | 12075
6 | Post Warranty 5 Year Comprehensive Maintenance
| Year 3 |  | 790 | TBC | 1293 | 1147.7 | 1350
| Year 4 |  | 790 | TBC | 1364 | 1205.085 | 1350
| Year 5 |  | 790 | TBC | 1440 | 1265.3392 | 2150
| Year 6 |  | 790 | TBC | 1523 | 1328.6062 | 2150
| Year 7 |  | 790 | TBC | 1612 | 1395.0365 | 2150
| Total Maintenance Cost: |  | 3950 | 0 | 7232 | 6341.767 | 9150
Maintenance Entails: A Fully Comprehensive 5-year Preventative Maintenance/Service and Corrective Maintenance/Repair contract covering all equipment, hardware and software. This contract would cover, but not be limited to the following: ALL PARTS (including Batteries), labour, travelling, accommodation, service and repair. The 5-year Maintenance Plan must also include all quality check, quality assurance requirements, calibrations , Software updates and upgrades.This contract will commence after the 2-year warranty period has expired.
7 | Estimated Life-span | 10 Years | 6 Years | 10 Years | 10 Years | 7 - 10 Years | 7 Years
8 | Replacement Accessories & Consumables
RT2-02-09a | Air/O2 blender (Upgrade) | 21248.41 | 22126 | TBC | TBC |  | 16675
RT2-02-09b | Suction availability (Upgrade) |  | 5446.4 |  | 6471 |  | 7475
# | RT2-02-010
1 | Item Number: RT2-02-010
2 | Item Name : Humidifier, Servo control
3 | Suppliers' Name | Mbuso medical supplies (Pty) Ltd (Offer 1) | Ecomed Medical (Pty) Ltd (Offer 1) | Stat-Tiakeni Medical (Pty) Ltd (Offer 1) | Stat-Tiakeni Medical (Pty) Ltd (Offer 2) | Respiratory Care Africa (Pty) Ltd (Offer 1) | Respiratory Care Africa (Pty) Ltd (Offer 1)
3.1 | Make/Brand | GGM | Inspired | Flexicare | Wilamed | F&P 950 Humidifier Adult | F&P 950 Humidifier Neonatal
3.2 | Model | VH-2600 | VHB20 | FL-9000 | 101200 | 950ANZKA | 950ANZKN
3.3 | Country of Origin | Taiwan | China | China | Germany | New Zealand | New Zealand
3.4 | Lead time | 30 Days | 84 Days | 42 - 56 days | 42 Days | 30/Ex-stock | 30/Ex-stock
4 | A starter-pack of consumables must be supplied with the unit: | Qty | Qty | Qty | Qty | Qty | Qty
4.1 | Mounting bracket
4.2 | Heater wire x 5
4.3 | Temperature probe x 5
4.4 | Humidifier chamber
5 | Warranty (2-year): Year 1 and Year 2
5.1 | Warranty Entails: A 2-year warranty against poor workmanship and latent defects and parts. This must be all inclusive and include, BUT NOT LIMITED TO, amongst others, ALL PARTS (including Batteries), Labour, Traveling and Accommodation. The 2-year warranty must also include all quality check, quality assurance requirements, Preventative/Corrective Maintenance/Calibrations, Software updates and upgrades to be included. This 2-year warranty will commence after formal Commissioning and handover of the equipment.
6 | Unit Price(Inclusive of VAT, Standard Accessories & Consumables, and 2-year Warranty) | 3822.25 | 34572.45 | 24444.66 | 42224.1505 | 17980 | 18416
7 | Post Warranty 5 Year Comprehensive Maintenance
| Year 3 | N/A | N/A | 1147.7 | 1147.7 | 919 | N/A
| Year 4 | N/A | N/A | 1205.09 | 1205.09 | 1011 | N/A
| Year 5 | N/A | N/A | 1265.34 | 1265.34 | 1112 | N/A
| Year 6 | N/A | N/A | 1328.61 | 1328.61 | 1223 | N/A
| Year 7 | N/A | N/A | 1395.04 | 1395.04 | 1345 | N/A
| Total Maintenance Cost: | N/A | N/A | 6341.78 | 6341.78 | 5610 | N/A
Maintenance Entails: A Fully Comprehensive 5-year Preventative Maintenance/Service and Corrective Maintenance/Repair contract covering all equipment, hardware and software. This contract would cover, but not be limited to the following: ALL PARTS (including Batteries), labour, travelling, accommodation, service and repair. The 5-year Maintenance Plan must also include all quality check, quality assurance requirements, calibrations , Software updates and upgrades.This contract will commence after the 2-year warranty period has expired.
8 | Estimated Life-span | 10 Years | 5 Years | 10 Years | 10 Years | 7 Years | 7 Years
9 | Replacement Accessories & Consumables
RT2-02-10a | Mounting bracket | 1150.5 |  | 540.1887 | TBC | TBC | TBC
RT2-02-10a | Mounting bracket |  |  | 540.1887 | TBC
RT2-02-10a | Mounting bracket |  |  |  | TBC
RT2-02-10b | Heater wire | TBC | 929.2 | 1151.4375 | 1823.1607 | TBC | TBC
RT2-02-10c | Temperature probe | TBC | 2785.3 | 1052.7429 | 3099.3732 | 2081 | TBC
RT2-02-10d | Humidifier chamber | 275 | 204.7 | TBC | TBC | TBC | TBC
# | RT2-02-011
1 | Item Number: RT2-02-011
2 | Item Name : Air-O2 Blender, Low Flow
3 | Suppliers' Name | Ecomed Medical (Pty) Ltd (Offer 1)
3.1 | Make/Brand | Amoul
3.2 | Model | 689-C
3.3 | Country of Origin | China
3.4 | Lead time | 56 Days
4 | A starter-pack of consumables must be supplied with the unit: | Qty
4.1 | Mounting bracket (Rail or pole bracket suitable for the institution)
4.2 | At least 1.5m Colour-coded hoses complete with heyer connectors
5 | Warranty (2-year): Year 1 and Year 2
5.1 | Warranty Entails: A 2-year warranty against poor workmanship and latent defects and parts. This must be all inclusive and include, BUT NOT LIMITED TO, amongst others, ALL PARTS (including Batteries), Labour, Traveling and Accommodation. The 2-year warranty must also include all quality check, quality assurance requirements, Preventative/Corrective Maintenance/Calibrations, Software updates and upgrades to be included. This 2-year warranty will commence after formal Commissioning and handover of the equipment.
6 | Unit Price(Inclusive of VAT, Standard Accessories & Consumables, and 2-year Warranty) | 18473.6
7 | Post Warranty 5 Year Comprehensive Maintenance
Year 3
Year 4
Year 5
Year 6
Year 7
Total Maintenance Cost:
Maintenance Entails: A Fully Comprehensive 5-year Preventative Maintenance/Service and Corrective Maintenance/Repair contract covering all equipment, hardware and software. This contract would cover, but not be limited to the following: ALL PARTS (including Batteries), labour, travelling, accommodation, service and repair. The 5-year Maintenance Plan must also include all quality check, quality assurance requirements, calibrations , Software updates and upgrades.This contract will commence after the 2-year warranty period has expired.
8 | Estimated Life-span | 5 Years
9 | Replacement Accessories & Consumables
RT2-02-11a | Mobile stand | 1126
RT2-02-11b | Mounting bracket | 1126
RT2-02-11c | Flow meter | 1126
RT2-02-11d | Control knob | 1126
# | RT2-02-012
1 | Item Number: RT2-02-012
2 | Item Name : Air-O2 Blender, High Flow
3 | Suppliers' Name | Ecomed Medical (Pty) Ltd (Offer 1) | Tara Healthcare (Pty) Ltd (Offer 1)
3.1 | Make/Brand | Bestman | Oxy M
3.2 | Model | BF-560 | Nice 5010 High Flow
3.3 | Country of Origin | China | India
3.4 | Lead time | 56 Days | 21 Days
4 | A starter-pack of consumables must be supplied with the unit: | Qty | Qty
4.1 | Consumables used for day to day operations should be specified.
4.2 | Price and planned inflationary increase on consumable costs.
4.3 | Price of Optional Accessories ( Brackets or Flow Meters)
5 | Warranty (2-year): Year 1 and Year 2
5.1 | Warranty Entails: A 2-year warranty against poor workmanship and latent defects and parts. This must be all inclusive and include, BUT NOT LIMITED TO, amongst others, ALL PARTS (including Batteries), Labour, Traveling and Accommodation. The 2-year warranty must also include all quality check, quality assurance requirements, Preventative/Corrective Maintenance/Calibrations, Software updates and upgrades to be included. This 2-year warranty will commence after formal Commissioning and handover of the equipment.
6 | Unit Price(Inclusive of VAT, Standard Accessories & Consumables, and 2-year Warranty) | 18473.6 | 19072.75
7 | Post Warranty 5 Year Comprehensive Maintenance
| Year 3 | 1126 | TBC
| Year 4 | 1126 | TBC
| Year 5 | 1126 | TBC
| Year 6 | 1126 | TBC
| Year 7 | 1126 | TBC
| Total Maintenance Cost: | 5630 | 0
Maintenance Entails: A Fully Comprehensive 5-year Preventative Maintenance/Service and Corrective Maintenance/Repair contract covering all equipment, hardware and software. This contract would cover, but not be limited to the following: ALL PARTS (including Batteries), labour, travelling, accommodation, service and repair. The 5-year Maintenance Plan must also include all quality check, quality assurance requirements, calibrations , Software updates and upgrades.This contract will commence after the 2-year warranty period has expired.
8 | Estimated Life-span | 5 Years
9 | Replacement Accessories & Consumables
RT2-02-12a | Mobile stand | TBC | TBC
RT2-02-12b | Mounting bracket | 753.25 | 747.5
RT2-02-12c | Flow meter | 377.2 | TBC
RT2-02-12d | Control knob | 377.2 | 217.35
# | RT2-02-013
1 | Item Number: RT2-02-013
2 | Item Name : Pulmonary Function Unit
3 | Suppliers' Name | Tara Healthcare (Pty) Ltd (Offer 1) | Respiratory Care Africa (Pty) Ltd (Offer 1)
3.1 | Make/Brand | Xeek | Vyntus Spiro
3.2 | Model | X1A | VYNSPIROK
3.3 | Country of Origin | China | America
3.4 | Lead time | 21 Days | 30/Ex-stock
4 | A starter-pack of consumables must be supplied with the unit: | Qty | Qty
4.1 | Spirometry sensor
4.2 | Calibration Syringe
4.3 | Weather Station
4.4 | Mouth Pieces
4.5 | Paper
5 | Warranty (2-year): Year 1 and Year 2
5.1 | Warranty Entails: A 2-year warranty against poor workmanship and latent defects and parts. This must be all inclusive and include, BUT NOT LIMITED TO, amongst others, ALL PARTS (including Batteries), Labour, Traveling and Accommodation. The 2-year warranty must also include all quality check, quality assurance requirements, Preventative/Corrective Maintenance/Calibrations, Software updates and upgrades to be included. This 2-year warranty will commence after formal Commissioning and handover of the equipment.
6 | Unit Price(Inclusive of VAT, Standard Accessories & Consumables, and 2-year Warranty) | 39874 | 135000
7 | Post Warranty 5 Year Comprehensive Maintenance
| Year 3 | 2150 | 5904
| Year 4 | 2150 | 6240
| Year 5 | 2950 | 6596
| Year 6 | 2950 | 6973
| Year 7 | 2950 | 7373
| Total Maintenance Cost: | 13150 | 33086
Maintenance Entails: A Fully Comprehensive 5-year Preventative Maintenance/Service and Corrective Maintenance/Repair contract covering all equipment, hardware and software. This contract would cover, but not be limited to the following: ALL PARTS (including Batteries), labour, travelling, accommodation, service and repair. The 5-year Maintenance Plan must also include all quality check, quality assurance requirements, calibrations , Software updates and upgrades.This contract will commence after the 2-year warranty period has expired.
8 | Estimated Life-span | 10 Years
9 | Replacement Accessories & Consumables
RT2-02-13a | spirometry sensor | TBC | 4126
RT2-02-13b | calibration syringe | 5471 | TBC
RT2-02-13c | Weather station | 3150 | TBC
RT2-02-13d | mouth pieces | 278 | 1698
RT2-02-13e | paper | 678 | 210
# | RT2-02-014
1 | Item Number: RT2-02-014
2 | Item Name : Oxygen Flowmeter, Single
3 | Suppliers' Name | Duromed cc | Tara Healthcare (Pty) Ltd
3.1 | Make/Brand | ACARE | CBM Tech
3.2 | Model | FA-OB-71 | LYX-AC13
3.3 | Country of Origin | China | China
3.4 | Lead time | 3-56 | 21
4 | A starter-pack of consumables must be supplied with the unit: | Qty | Qty
4.1 | Tail piece (Xmas tree-plastic) Pk of 100
5 | Warranty (2-year): Year 1 and Year 2
5.1 | Warranty Entails: A 2-year warranty against poor workmanship and latent defects and parts. This must be all inclusive and include, BUT NOT LIMITED TO, amongst others, ALL PARTS (including Batteries), Labour, Traveling and Accommodation. The 2-year warranty must also include all quality check, quality assurance requirements, Preventative/Corrective Maintenance/Calibrations, Software updates and upgrades to be included. This 2-year warranty will commence after formal Commissioning and handover of the equipment.
6 | Unit Price(Inclusive of VAT, Standard Accessories & Consumables, and 2-year Warranty) | 960.25 | 806.15
7 | Post Warranty 5 Year Comprehensive Maintenance
| Year 3 | N/A | N/A
| Year 4 | N/A | N/A
| Year 5 | N/A | N/A
| Year 6 | N/A | N/A
| Year 7 | N/A | N/A
| Total Maintenance Cost: | N/A | N/A
Maintenance Entails: A Fully Comprehensive 5-year Preventative Maintenance/Service and Corrective Maintenance/Repair contract covering all equipment, hardware and software. This contract would cover, but not be limited to the following: ALL PARTS (including Batteries), labour, travelling, accommodation, service and repair. The 5-year Maintenance Plan must also include all quality check, quality assurance requirements, calibrations , Software updates and upgrades.This contract will commence after the 2-year warranty period has expired.
8 | Estimated Life-span | 10 Years | 7 Years
9 | Replacement Accessories & Consumables
RT2-02-14a | Outer/flow tube (Pk of 10) | TBC | 166.75
RT2-02-14b | Inner tube (Pk of 10) | TBC | 166.75
RT2-02-14c | Flow ball (pk of 10) | TBC | 66.7
RT2-02-14d | Tail piece (Xmas tree-plastic) Pk of 100 | TBC | 802.7
RT2-02-14e | Flow Knob (Pk of 10) | TBC | 66.7
# | RT2-02-015
1 | Item Number: RT2-02-015
2 | Oxygen Flowmeter, Double
3 | Suppliers' Name | Duromed cc | Tara Healthcare (Pty) Ltd
3.1 | Make/Brand | ACARE | CBM Tech
3.2 | Model | FA-OT-71 | LYX-AC13H2
3.3 | Country of Origin | China | China
3.4 | Lead time | 3-56 | 21 Days
4 | A starter-pack of consumables must be supplied with the unit: | Qty | Qty
4.1 | Tail piece (Xmas tree-plastic) Pk of 100
5 | Warranty (2-year): Year 1 and Year 2
5.1 | Warranty Entails: A 2-year warranty against poor workmanship and latent defects and parts. This must be all inclusive and include, BUT NOT LIMITED TO, amongst others, ALL PARTS (including Batteries), Labour, Traveling and Accommodation. The 2-year warranty must also include all quality check, quality assurance requirements, Preventative/Corrective Maintenance/Calibrations, Software updates and upgrades to be included. This 2-year warranty will commence after formal Commissioning and handover of the equipment.
6 | Unit Price(Inclusive of VAT, Standard Accessories & Consumables, and 2-year Warranty) | 1650.25 | 1380
7 | Post Warranty 5 Year Comprehensive Maintenance | N/A | N/A
| Year 3 | N/A | N/A
| Year 4 | N/A | N/A
| Year 5 | N/A | N/A
| Year 6 | N/A | N/A
| Year 7 | N/A | N/A
| Total Maintenance Cost: | N/A | N/A
Maintenance Entails: A Fully Comprehensive 5-year Preventative Maintenance/Service and Corrective Maintenance/Repair contract covering all equipment, hardware and software. This contract would cover, but not be limited to the following: ALL PARTS (including Batteries), labour, travelling, accommodation, service and repair. The 5-year Maintenance Plan must also include all quality check, quality assurance requirements, calibrations , Software updates and upgrades.This contract will commence after the 2-year warranty period has expired.
8 | Estimated Life-span | 10 Years | 7 Years
9 | Replacement Accessories & Consumables
RT2-02-15a | Outer/flow tube (Pk of 10) | TBC | 166.75
RT2-02-15b | Inner tube (Pk of 10) | TBC | 166.75
RT2-02-15c | Flow ball (pk of 10) | TBC | 66.7
RT2-02-15d | Tail piece (Xmas tree-plastic) Pk of 100 | TBC | 802.7
RT2-02-15e | Flow Knob (Pk of 10) | TBC | 66.7
# | RT2-02-016
1 | Item Number: RT2-02-016
2 | Item Name : Nebulizer, Ultrasonic
3 | Suppliers' Name | Respiratory Care Africa (Pty) Ltd (Offer 1) | Ecomed Medical (Pty) Ltd (Offer 1)
3.1 | Make/Brand | Aerogen Starter kit | Nebtime
3.2 | Model | AERAGUC1000SART2 | UN600A
3.3 | Country of Origin | Ireland | Türkiye
3.4 | Lead time | 30/Ex-stock | 56 Days
4 | A starter-pack of consumables must be supplied with the unit: | Qty | Qty
4.1 | Adult and Paeds Mask
4.2 | Mouth piece
4.3 | Hose
4.4 | Medication cups (pk of 5)
5 | Warranty (2-year): Year 1 and Year 2
5.1 | Warranty Entails: A 2-year warranty against poor workmanship and latent defects and parts. This must be all inclusive and include, BUT NOT LIMITED TO, amongst others, ALL PARTS (including Batteries), Labour, Traveling and Accommodation. The 2-year warranty must also include all quality check, quality assurance requirements, Preventative/Corrective Maintenance/Calibrations, Software updates and upgrades to be included. This 2-year warranty will commence after formal Commissioning and handover of the equipment.
6 | Unit Price(Inclusive of VAT, Standard Accessories & Consumables, and 2-year Warranty) | 9700 | 18519.6
7 | Post Warranty 5 Year Comprehensive Maintenance
| Year 3 |  | 1126
| Year 4 |  | 1126
| Year 5 |  | 1126
| Year 6 |  | 1126
| Year 7 |  | 1126
| Total Maintenance Cost: |  | 5630
Maintenance Entails: A Fully Comprehensive 5-year Preventative Maintenance/Service and Corrective Maintenance/Repair contract covering all equipment, hardware and software. This contract would cover, but not be limited to the following: ALL PARTS (including Batteries), labour, travelling, accommodation, service and repair. The 5-year Maintenance Plan must also include all quality check, quality assurance requirements, calibrations , Software updates and upgrades.This contract will commence after the 2-year warranty period has expired.
8 | Estimated Life-span | 5 Years | 10 Years
9 | Replacement Accessories & Consumables
RT2-02-16a | Adult and Paeds Mask | TBC | 55.2
RT2-02-16b | Mouth piece | TBC | 19.55
RT2-02-16c | Hose |  | TBC
RT2-02-16d | Medication cups (pk of 5) | TBC | TBC
# | RT2-02-017
1 | Item Number: RT2-02-017
2 | Item Name : Electrical Impedance Tomography, Lung
3 | Suppliers' Name | Mbuso medical supplies (Pty) Ltd (Offer 1)
3.1 | Make/Brand | Timpel
3.2 | Model | Englight 2100
3.3 | Country of Origin | NERTHERLANDS
3.4 | Lead time | 30 Days
4 | A starter-pack of consumables must be supplied with the unit: | Qty
4.1 | Trunk cable
4.2 | Electrode belt, disposable, small
4.3 | Electrode belt, disposable, medium
4.4 | Electrode belt, disposable, large
4.5 | Patient cable, small
4.6 | Patient cable, medium
4.7 | Patient cable, large
4.8 | Electrode belt, re-usable, medium
4.9 | Electrode belt, re-usable, large
4.10 | ECG electrodes (Pk of 100)
5 | Warranty (2-year): Year 1 and Year 2
5.1 | Warranty Entails: A 2-year warranty against poor workmanship and latent defects and parts. This must be all inclusive and include, BUT NOT LIMITED TO, amongst others, ALL PARTS (including Batteries), Labour, Traveling and Accommodation. The 2-year warranty must also include all quality check, quality assurance requirements, Preventative/Corrective Maintenance/Calibrations, Software updates and upgrades to be included. This 2-year warranty will commence after formal Commissioning and handover of the equipment.
6 | Unit Price(Inclusive of VAT, Standard Accessories & Consumables, and 2-year Warranty) | 1202955.5
7 | Post Warranty 5 Year Comprehensive Maintenance
| Year 3 | TBC
| Year 4 | 5130
| Year 5 | 5130
| Year 6 | TBC
| Year 7 | 5130
| Total Maintenance Cost: | 15390
Maintenance Entails: A Fully Comprehensive 5-year Preventative Maintenance/Service and Corrective Maintenance/Repair contract covering all equipment, hardware and software. This contract would cover, but not be limited to the following: ALL PARTS (including Batteries), labour, travelling, accommodation, service and repair. The 5-year Maintenance Plan must also include all quality check, quality assurance requirements, calibrations , Software updates and upgrades.This contract will commence after the 2-year warranty period has expired.
8 | Estimated Life-span | 10 Years
9 | Replacement Accessories & Consumables
RT2-02-17a | Battery | 9329.95
RT2-02-17b | Trunk cable | TBC
RT2-02-17c | Electrode belt, disposable, small | 6836.75
RT2-02-17d | Electrode belt, disposable, medium | 6836.75
RT2-02-17e | Electrode belt, disposable, large | 6836.75
RT2-02-17f | Patient cable, small | 5199.15
RT2-02-17g | Patient cable, medium | 5199.15
RT2-02-17h | Patient cable, large | 5199.15
RT2-02-17i | Electrode belt, re-usable, medium | TBC
RT2-02-17j | Electrode belt, re-usable, large | TBC
RT2-02-17k | Flow sensor neonates | 11051.5
RT2-02-17l | Flow sensor Adults | 11051.5
RT2-02-17m | Disposable Electrode belt cover, Size S (box of 10) | 13673.5
RT2-02-17n | Disposable Electrode belt cover, Size M (box of 10)
RT2-02-17o | Disposable Electrode belt cover, Size LL (box of 10) | 13673.5
# | RT2-02-019
1 | Item Number: RT2-02-019
2 | Item Name : Spirometer, Portable
3 | Suppliers' Name | Respiratory Care Africa (Pty) Ltd (Offer 1) | Tara Healthcare (Pty) Ltd
3.1 | Make/Brand | Vyntus Spiro | Xeek
3.2 | Model | VYNSPIROK | X1A
3.3 | Country of Origin | USA | China
3.4 | Lead time | 30 DAYS | 21 Days
4 | Warranty (2-year): Year 1 and Year 2
4.1 | Warranty Entails: A 2-year warranty against poor workmanship and latent defects and parts. This must be all inclusive and include, BUT NOT LIMITED TO, amongst others, ALL PARTS (including Batteries), Labour, Traveling and Accommodation. The 2-year warranty must also include all quality check, quality assurance requirements, Preventative/Corrective Maintenance/Calibrations, Software updates and upgrades to be included. This 2-year warranty will commence after formal Commissioning and handover of the equipment.
5 | Unit Price(Inclusive of VAT, Standard Accessories & Consumables, and 2-year Warranty) | 136323 | 31587
6 | Post Warranty 5 Year Comprehensive Maintenance
| Year 3 | 5955 | N/A
| Year 4 | 6323 | N/A
| Year 5 | 6716 | N/A
| Year 6 | 7137 | N/A
| Year 7 | 7588 | N/A
| Total Maintenance Cost: | 33719 | N/A
Maintenance Entails: A Fully Comprehensive 5-year Preventative Maintenance/Service and Corrective Maintenance/Repair contract covering all equipment, hardware and software. This contract would cover, but not be limited to the following: ALL PARTS (including Batteries), labour, travelling, accommodation, service and repair. The 5-year Maintenance Plan must also include all quality check, quality assurance requirements, calibrations , Software updates and upgrades.This contract will commence after the 2-year warranty period has expired.
7 | Estimated Life-span | 10 Years | 7 Years

## CAT 3- PAEDIATRIC CARE
RT2-2025 SUPPLY, DELIVERY, INSTALLATION, COMMISSIONING, TRAINING AND MAINTENANCE OF MEDICAL EQUIPMENT TO THE STATE FOR THE PERIOD 1 AUGUST 2026 TO 31 JULY 20230 CONTRACT PRICING WITH REPLACEMENT ACCESSORIES
CATEGOGY 3: PAEDIATRIC CARE EQUIPMENT
# | RT2-03-002
1 | Item Number: RT2-03-002
2 | Item Name : Bilirubin Meter
3 | Suppliers' Name | Dräger South Africa (Pty) Ltd (Offer 1)
3.1 | Make/Brand | Dräger
3.2 | Model | JM-105 - MU20100
3.3 | Country of Origin | Germany
3.4 | Lead time | 42-56 days
4 | A starter-pack of consumables must be supplied with the unit: | Qty
4.1 | Protective carry case
4.2 | Rechargeable battery
4.3 | Battery charger
5 | Warranty (2-year): Year 1 and Year 2
5.1 | Warranty Entails: A 2-year warranty against poor workmanship and latent defects and parts. This must be all inclusive and include, BUT NOT LIMITED TO, amongst others, ALL PARTS (including Batteries), Labour, Traveling and Accommodation. The 2-year warranty must also include all quality check, quality assurance requirements, Preventative/Corrective Maintenance/Calibrations, Software updates and upgrades to be included. This 2-year warranty will commence after formal Commissioning and handover of the equipment.
6 | Unit Price(Inclusive of VAT, Standard Accessories & Consumables, and 2-year Warranty) | 97621.73
7 | Post Warranty 5 Year Comprehensive Maintenance
| Year 3 | 0
| Year 4 | 8770.44
| Year 5 | 9296.67
| Year 6 | 9854.47
| Year 7 | 10445.73
| Total Maintenance Cost: | 38367.31
Maintenance Entails: A Fully Comprehensive 5-year Preventative Maintenance/Service and Corrective Maintenance/Repair contract covering all equipment, hardware and software. This contract would cover, but not be limited to the following: ALL PARTS (including Batteries), labour, travelling, accommodation, service and repair. The 5-year Maintenance Plan must also include all quality check, quality assurance requirements, calibrations , Software updates and upgrades.This contract will commence after the 2-year warranty period has expired.
8 | Estimated Life-span | N/A
9 | Replacement Accessories & Consumables | Delivered Price
RT2-03-002a | Tip covers pack of 10
# | RT2-03-003
1 | Item Number: RT2-03-003
2 | Item Name: Radiant Warmer-Incubator Combination
3 | Suppliers' Name
3.1 | Make/Brand
3.2 | Model
3.3 | Country of Origin
3.4 | Lead time
4 | A starter-pack of consumables must be supplied with the unit: | Qty
4.1 | Re-Usable Skin Temperature probe
4.2 | Disposable Skin temperature probe
4.3 | Disposable hydrophobic bacterial filters, box of 10
4.4 | IV pole
4.5 | Shelf for monitor
4.6 | Instrument tray
5 | Warranty (2-year): Year 1 and Year 2
5.1 | Warranty Entails: A 2-year warranty against poor workmanship and latent defects and parts. This must be all inclusive and include, BUT NOT LIMITED TO, amongst others, ALL PARTS (including Batteries), Labour, Traveling and Accommodation. The 2-year warranty must also include all quality check, quality assurance requirements, Preventative/Corrective Maintenance/Calibrations, Software updates and upgrades to be included. This 2-year warranty will commence after formal Commissioning and handover of the equipment.
6 | Unit Price(Inclusive of VAT, Standard Accessories & Consumables, and 2-year Warranty) | 712764.84
7 | Post Warranty 5 Year Comprehensive Maintenance
| Year 3 | 26122.6
| Year 4 | 15558.22
| Year 5 | 21085.85
| Year 6 | TBC
| Year 7 | TBC
| Total Maintenance Cost: | 62766.67
Maintenance Entails: A Fully Comprehensive 5-year Preventative Maintenance/Service and Corrective Maintenance/Repair contract covering all equipment, hardware and software. This contract would cover, but not be limited to the following: ALL PARTS (including Batteries), labour, travelling, accommodation, service and repair. The 5-year Maintenance Plan must also include all quality check, quality assurance requirements, calibrations , Software updates and upgrades.This contract will commence after the 2-year warranty period has expired.
8 | Estimated Life-span | 10 years
9 | Replacement Accessories & Consumables | Delivered Price
RT2-03-003a | Re-Usable Skin Temperature probe | 1507.28
RT2-03-003b | Disposable Skin temperature probe | 389.62
RT2-03-003c | Disposable skin temp probes, box of 10 | TBC
RT2-03-003d | IV pole | 2312.7601
RT2-03-003e | Shelf for monitor | TBC
RT2-03-003f | Instrument tray | 3748.2663
RT2-03-003g | Battery | 97.0874
RT2-03-003h | Air/oxygen blender (UPGRADE) | TBC
RT2-03-003i | Built-in scale (UPGRADE) | TBC
RT2-03-003j | LED Phototherapy (UPGRADE) | 7344.3689
RT2-03-003k | Pulse Oximeter (UPGRADE) | 3897.5286
RT2-03-003l | Suction Unit
RT2-03-003m | Oval sleeves (Pk of 4) | TBC
RT2-03-003n | Iris sleeves (Pk of 4)
RT2-03-003jo | Mattress
RT2-03-003p | Grommets as per number of ports
# | RT2-03-004
1 | Item Number: RT2-03-004
2 | Item Name : ICU Crib
3 | Suppliers' Name
3.1 | Make/Brand | COMEN
3.2 | Model | BQ80
3.3 | Country of Origin | China
3.4 | Lead time | 90 Days
4 | A starter-pack of consumables must be supplied with the unit: | Qty
4.1 | Re-usable Skin Temperature probe
4.2 | Disposable Skin Temperature probe pack of 10
4.3 | IV pole
4.4 | Shelf for monitor
4.5 | Instrument tray
4.6 | Disposable Patient resuscitator circuits pack of 10
4.7 | Air/oxygen blender
4.8 | Built-in scale
4.9 | LED Phototherapy (UPGRADE)
4.10 | Pulse Oxymeter (UPGRADE)
4.11 | Intergrated suction (UPGRADE)
5 | Warranty (2-year): Year 1 and Year 2
5.1 | Warranty Entails: A 2-year warranty against poor workmanship and latent defects and parts. This must be all inclusive and include, BUT NOT LIMITED TO, amongst others, ALL PARTS (including Batteries), Labour, Traveling and Accommodation. The 2-year warranty must also include all quality check, quality assurance requirements, Preventative/Corrective Maintenance/Calibrations, Software updates and upgrades to be included. This 2-year warranty will commence after formal Commissioning and handover of the equipment.
6 | Unit Price(Inclusive of VAT, Standard Accessories & Consumables, and 2-year Warranty) | 255342.1
7 | Post Warranty 5 Year Comprehensive Maintenance
| Year 3 | TBC
| Year 4 | TBC
| Year 5 | TBC
| Year 6 | 12300.43
| Year 7 | TBC
| Total Maintenance Cost: | 12300.43
Maintenance Entails: A Fully Comprehensive 5-year Preventative Maintenance/Service and Corrective Maintenance/Repair contract covering all equipment, hardware and software. This contract would cover, but not be limited to the following: ALL PARTS (including Batteries), labour, travelling, accommodation, service and repair. The 5-year Maintenance Plan must also include all quality check, quality assurance requirements, calibrations , Software updates and upgrades.This contract will commence after the 2-year warranty period has expired.
8 | Estimated Life-span | 10 years
9 | Replacement Accessories & Consumables | Delivered Price
RT2-03-004a | Re-usable Skin Temperature probe | TBC
RT2-03-004b | Disposable Skin Temperature probe pack of 10 | 419.69
RT2-03-004c | IV pole | TBC
RT2-03-004d | Shelf for monitor | TBC
RT2-03-004e | Instrument tray | TBC
RT2-03-004f | Disposable Patient resuscitator circuits pack of 10 | TBC
RT2-03-004h | Air/oxygen blender
RT2-03-004i | Built-in scale | TBC
RT2-03-004j | LED Phototherapy (UPGRADE) | TBC
RT2-03-004l | Pulse Oxymeter (UPGRADE) | TBC
RT2-03-004m | Intergrated suction (UPGRADE)
# | RT2-03-005
1 | Item Number: RT2-03-005
2 | Item Name : Incubator, ICU
3 | Suppliers' Name | Ecomed Medical (Pty) Ltd (Offer 1) | Class Three Medical Solutions (Pty) Ltd | Stat-Tiakeni Medical | BEM Medical (Pty) Ltd (Offer 1) | Mbuso medical supplies (Pty) Ltd (Offer 2)
3.1 | Make/Brand | Disonmed | COMEN | NOVOS | Phoenix Medical System | Ertunc Ozcan
3.2 | Model | BB-200 Luxurious | B3 | KI 1000 | INC200 | MAGIC LOGGIA M
3.3 | Country of Origin | China | China | Türkiye | India | Turkey
3.4 | Lead time | 84 Days | 90 Days | 42 - 56 days | 4 to 6 Weeks | 30 Days
4 | A starter-pack of consumables must be supplied with the unit: | Qty | Qty | Qty | Qty | Qty
4.1 | Bacterial filter (Pk of 4)
4.2 | Skin temperature probe (reusable)
4.3 | Oval sleeves (Pk of 4)
4.4 | Iris sleeves (Pk of 4)
4.5 | Mattress
4.6 | Grommets as per number of ports
5 | Warranty (2-year): Year 1 and Year 2
5.1 | Warranty Entails: A 2-year warranty against poor workmanship and latent defects and parts. This must be all inclusive and include, BUT NOT LIMITED TO, amongst others, ALL PARTS (including Batteries), Labour, Traveling and Accommodation. The 2-year warranty must also include all quality check, quality assurance requirements, Preventative/Corrective Maintenance/Calibrations, Software updates and upgrades to be included. This 2-year warranty will commence after formal Commissioning and handover of the equipment.
6 | Unit Price(Inclusive of VAT, Standard Accessories & Consumables, and 2-year Warranty) | 110106.75 | 133943.44 | 177758.0033 | 246330 | 302894.69
7 | Post Warranty 5 Year Comprehensive Maintenance
| Year 3 |  |  | 4309.05 |  | 8360
| Year 4 |  |  | 4524.5025 |  | 2850
| Year 5 |  |  | 4750.7276 |  | 2850
| Year 6 |  |  | 4988.264 |  | 8360
| Year 7 |  |  | 5237.6772 |  | 2850
| Total Maintenance Cost: |  |  | 23810.2213 |  | 25270
Maintenance Entails: A Fully Comprehensive 5-year Preventative Maintenance/Service and Corrective Maintenance/Repair contract covering all equipment, hardware and software. This contract would cover, but not be limited to the following: ALL PARTS (including Batteries), labour, travelling, accommodation, service and repair. The 5-year Maintenance Plan must also include all quality check, quality assurance requirements, calibrations , Software updates and upgrades.This contract will commence after the 2-year warranty period has expired.
8 | Estimated Life-span | 8 Years | 10 Years | 10 Years | 10 Years
9 | Replacement Accessories & Consumables | Delivered Price | Delivered Price | Delivered Price | Delivered Price | Delivered Price
RT2-03-005a | Bacterial filter (Pk of 10) | 42.55 | 1489.89 | TBC | 1070.64 | 1297.39
RT2-03-005b | Iris port sleeves (Pk of 10) | 1267.3 | 1763.07 |  | 1070.64 | 1297.39
RT2-03-005c | Oval port sleeves (Pk of 10) | 1267.3 | 1763.07 |  | 530.82 | 1985.79
RT2-03-005d | Skin temperature probe (reusable)(Pk of 5) | TBC | TBC | TBC | TBC | TBC
RT2-03-005e | Disposable Skin temperature probe (Pk of 10) | 2111.4 | TBC | TBC | 1070.64 | TBC
RT2-03-005f | Covers for temperature probe (Pk of 25) | 527.85 | TBC | 1261.0982 | 699.5 | TBC
RT2-03-005g | Internal battery for alarms | 105.8 | 1261.52 | 112.7 | TBC | TBC
RT2-03-005h | Scale (UPGRADE) | TBC | TBC | TBC | TBC | TBC
RT2-03-005i | Observation lamp (UPGRADE) | 1021.2 |  |  | TBC | 2800
RT2-03-005j | Mattress cover | 401.35 | 807.61 | 1008.8786 | 1345.5 | 407.55
RT2-03-005k | X-ray tray | TBC | TBC | TBC | 1614.1 | 824.6
RT2-03-005l | Accessory rail | 565.8 |  | TBC | 2691 | TBC
RT2-03-005m | Sensor module | TBC | TBC | TBC | TBC | 3135
RT2-03-005n | IV Pole | 1899.8 | TBC | TBC | 2691 | 470.25
# | RT2-03-006
1 | Item Number: RT2-03-006
2 | Item Name : Incubator, Standard
3 | Suppliers' Name | Ecomed Medical (Pty) Ltd (Offer 1) | Class Three Medical Solutions (Pty) Ltd (Offer 1) | Mbuso Medical (Pty) Ltd (Offer 1) | Mbuso Medical (Pty) Ltd (Offer 2) | Stat-Tiakeni Medical (Offer 1)
3.1 | Make/Brand | Disonmed | BNG | BEING | Ertunc Ozcan | Novos
3.2 | Model | BB-200 Luxurious | ECOLA3000 | BIN-4000A | MAGIC LOGGIA M | KI 1000
3.3 | Country of Origin | China | China | China | Turkey | Türkiye
3.4 | Lead time | 84 Days | 90 Days | 30 Days | 30 Days | 42 - 56 days
4 | A starter-pack of consumables must be supplied with the unit: | Qty | Qty | Qty | Qty | Qty
4.1 | Bacterial filter (Pk of 4)
4.2 | Skin temperature probe (reusable)
4.3 | Oval sleeves (Pk of 4)
4.4 | Iris sleeves (Pk of 4)
4.5 | Mattress
4.6 | Grommets as per number of ports
5 | Warranty (2-year): Year 1 and Year 2
5.1 | Warranty Entails: A 2-year warranty against poor workmanship and latent defects and parts. This must be all inclusive and include, BUT NOT LIMITED TO, amongst others, ALL PARTS (including Batteries), Labour, Traveling and Accommodation. The 2-year warranty must also include all quality check, quality assurance requirements, Preventative/Corrective Maintenance/Calibrations, Software updates and upgrades to be included. This 2-year warranty will commence after formal Commissioning and handover of the equipment.
6 | Unit Price(Inclusive of VAT, Standard Accessories & Consumables, and 2-year Warranty) | 98045.55 | 122154.74 | 60897.38 | 285075.5 | 172991.0521
7 | Post Warranty 5 Year Comprehensive Maintenance
| Year 3 | 7410 | TBC | 8360 | 8360 | 4309.05
| Year 4 | 7410 | 4785.54 | 2850 | 2850 | 4309.05
| Year 5 | 7410 | TBC | 2850 | 2850 | 4750.7276
| Year 6 | 7410 | 4715.54 | 8360 | 8360 | 4988.264
| Year 7 | 7410 | TBC | 2850 | 2850 | 5237.6772
| Total Maintenance Cost: | 37050 | 9501.08 | 25270 | 25270 | 23594.7688
Maintenance Entails: A Fully Comprehensive 5-year Preventative Maintenance/Service and Corrective Maintenance/Repair contract covering all equipment, hardware and software. This contract would cover, but not be limited to the following: ALL PARTS (including Batteries), labour, travelling, accommodation, service and repair. The 5-year Maintenance Plan must also include all quality check, quality assurance requirements, calibrations , Software updates and upgrades.This contract will commence after the 2-year warranty period has expired.
8 | Estimated Life-span
9 | Replacement Accessories & Consumables | Delivered Price | Delivered Price | Delivered Price | Delivered Price | Delivered Price
RT2-03-006a | Bacterial filter (Pk of 10) | 42.55 | 1489.89 | 1097.25 | 1297.39 | TBC
RT2-03-006b | Iris port sleeves (Pk of 10) | 1267.3 |  | 1567.5 | 1297.39
RT2-03-006c | Oval port sleeves (Pk of 10) | 1267.3 |  | 1567.5 | 1985.79
RT2-03-006d | Skin temperature probe (reusable)(Pk of 5) | TBC | TBC | 4483.05 | 4483.05 | TBC
RT2-03-006e | Disposable Skin temperature probe (Pk of 10) | 2111.4 | TBC | 896 | 1240 | TBC
RT2-03-006f | Covers for temperature probe (Pk of 25) | 527.85 | TBC | 1567.5 | 1567.5 | 1261.0982
RT2-03-006g | Internal battery for alarms | 105.8 | 1261.52 | 313.5 | TBC | 112.7
RT2-03-006h | Scale (UPGRADE) | TBC |  | TBC | TBC | TBC
RT2-03-006i | Observation lamp (UPGRADE) | 1021.2 | TBC | 1679.5 | 1679.5
RT2-03-006j | Mattress cover | 401.35 | 807.61 | 407.55 | 407.55 | 1008.8786
RT2-03-006k | X-ray tray | TBC | TBC | 824.6 | 824.6 | 2185.9036
RT2-03-006l | Accessory rail | 565.8 |  | TBC | TBC | TBC
RT2-03-006m | Sensor module | TBC | TBC | TBC | TBC | TBC
RT2-03-006n | IV Pole | 1899.8 | 5042.18 | 470.25 | 470.25 | TBC
# | RT2-03-007
1 | Item Number: RT2-03-007
2 | Item Name : Incubator, Transport
3 | Suppliers' Name | Ecomed Medical (Pty) Ltd | BEM Medical (Pty) Ltd (Offer 1) | Stat-Tiakeni Medical (Pty) Ltd | Mbuso medical supplies (Pty) Ltd (Offer 2)
3.1 | Make/Brand | Disonmed | Medicor | NOVOS | Ertunc Ozcan
3.2 | Model | BT-100 | BLF2001T | KT 1000 | BABY NEST H-100
3.3 | Country of Origin | China | Hungary | Türkiye | Turkey
3.4 | Lead time | 84 Days | 4 to 6 Weeks | 42 - 56 days | 30 Days
4 | A starter-pack of consumables must be supplied with the unit: | Qty | Qty | Qty | Qty
4.1 | Bacterial filter (Pk of 4)
4.2 | Skin temperature probe (reusable)
4.3 | Covers for temperature probe (Pk of 25)
4.4 | Oval sleeves (Pk of 4)
4.5 | Iris sleeves (Pk of 4)
4.6 | Mattress
4.7 | Grommets as per number of ports
4.8 | Rechargeable Battery
4.9 | Charging Cable Ambulance power point
5 | Warranty (2-year): Year 1 and Year 2
5.1 | Warranty Entails: A 2-year warranty against poor workmanship and latent defects and parts. This must be all inclusive and include, BUT NOT LIMITED TO, amongst others, ALL PARTS (including Batteries), Labour, Traveling and Accommodation. The 2-year warranty must also include all quality check, quality assurance requirements, Preventative/Corrective Maintenance/Calibrations, Software updates and upgrades to be included. This 2-year warranty will commence after formal Commissioning and handover of the equipment.
6 | Unit Price(Inclusive of VAT, Standard Accessories & Consumables, and 2-year Warranty) | 147132.15 | 184402.22 | 223695.24 | 217324.8
7 | Post Warranty 5 Year Comprehensive Maintenance
| Year 3 | 8195 | 6900 | TBC | 8360
| Year 4 | 8195 | 7245 | TBC | 2850
| Year 5 | 8195 | 7679.7 | TBC | 2850
| Year 6 | 8195 | 8140.48 | TBC | 8360
| Year 7 | 8195 | 8607.34 | TBC | 2850
| Total Maintenance Cost: | 40975 | 38572.52 | 0 | 25270
Maintenance Entails: A Fully Comprehensive 5-year Preventative Maintenance/Service and Corrective Maintenance/Repair contract covering all equipment, hardware and software. This contract would cover, but not be limited to the following: ALL PARTS (including Batteries), labour, travelling, accommodation, service and repair. The 5-year Maintenance Plan must also include all quality check, quality assurance requirements, calibrations , Software updates and upgrades.This contract will commence after the 2-year warranty period has expired.
8 | Estimated Life-span
9 | Replacement Accessories & Consumables
RT2-03-007a | Bacterial filter (Pk of 4) | 17.25 | 524.4 | TBC | 1099.25
RT2-03-007b | Iris port sleeves (Pk of 10) | 1267.3 | TBC |  | 1567.5
RT2-03-007c | Disposable Iris port sleeves (Pk of 10) | 1267.3 |  |  | 1567.5
RT2-03-007d | Oval port sleeves (Pk of 10) | 1267.3 | TBC |  | 1567.5
RT2-03-007e | Skin temperature probe (reusable) | 2111.4 | TBC | 2942.5625 | 4483.05
RT2-03-007f | Covers for temperature probe (Pk of 25) | 527.85 | TBC | 1261.0982 | 156.5
RT2-03-007g | Disposable skin temperature probe (Pk of 10) | 2111.4 | TBC |  | 896
RT2-03-007h | Examination lamp bulb | 2111.4 | TBC | 2858.4893
RT2-03-007i | Ambulance collapsable incubator stand/trolley
RT2-03-007j | Mattress | 845.25 | 1614.69 | 1008.88
RT2-03-007k | Grommets as per number of ports | 845.25 | 645.84 | 2181.8 | 2984
RT2-03-007l | Rechargeable Battery | TBC | TBC | 2949.29
RT2-03-007m | Charging Cable Ambulance power point | 507.15 | TBC | 2383.48 | 5560.2
RT2-03-007n | IV Pole | 1899.8 | TBC | TBC | 1200
# | RT2-03-008
1 | Item Number: RT2-03-008
2 | Item Name : Infant Radiant Warmer
3 | Suppliers' Name | Mbuso Medical Supplies (Offer 1) | Mbuso Medical Supplies (Offer 2) | Mbuso Medical Supplies (Offer 3) | BEM Medical (Pty) Ltd | Class Three Medical Solutions (Pty) Ltd | Medhold Medical (Pty) Ltd
3.1 | Make/Brand | BNG | BEING | Ertunc Ozcan | Phoenix Medical System | COMEN
3.2 | Model | ECOSY 930 | BRW-4000A | BABYREST M100 | NWC100 | BQ80A
3.3 | Country of Origin | China | China | Turkey | India | China
3.4 | Lead time | 30 Days | 30 Days | 30 Days | 30 Days | 90 Days
4 | A starter-pack of consumables must be supplied with the unit: | Qty | Qty | Qty | Qty | Qty | Qty
4.1 | Reusable Temperature probe x1
4.2 | Disposable Tempeture probe pack of 10
4.3 | Mattress
4.4 | Accessory rail
4.5 | Monitor stand
4.6 | IV Pole
5 | Warranty (2-year): Year 1 and Year 2
5.1 | Warranty Entails: A 2-year warranty against poor workmanship and latent defects and parts. This must be all inclusive and include, BUT NOT LIMITED TO, amongst others, ALL PARTS (including Batteries), Labour, Traveling and Accommodation. The 2-year warranty must also include all quality check, quality assurance requirements, Preventative/Corrective Maintenance/Calibrations, Software updates and upgrades to be included. This 2-year warranty will commence after formal Commissioning and handover of the equipment.
6 | Unit Price(Inclusive of VAT, Standard Accessories & Consumables, and 2-year Warranty) | 148351.5 | 65686.5 | 240497.17 | 121325 | 103177.67
7 | Post Warranty 5 Year Comprehensive Maintenance
| Year 3 | 4180 |  | 4180 | 6900 | 15161.84
| Year 4 | 1425 |  | 1425 | 7245 | 10845.18
| Year 5 | 1425 |  | 1425 | 7679.7 | 15161.84
| Year 6 | 4180 |  | 4180 | 7679.7 | 9300.43
| Year 7 | 1425 |  | 1425 | 8140.48 | 15161.84
| Total Maintenance Cost: | 12635 | 0 | 12635 | 37644.88 | 65631.13
Maintenance Entails: A Fully Comprehensive 5-year Preventative Maintenance/Service and Corrective Maintenance/Repair contract covering all equipment, hardware and software. This contract would cover, but not be limited to the following: ALL PARTS (including Batteries), labour, travelling, accommodation, service and repair. The 5-year Maintenance Plan must also include all quality check, quality assurance requirements, calibrations , Software updates and upgrades.This contract will commence after the 2-year warranty period has expired.
8 | Estimated Life-span
9 | Replacement Accessories & Consumables
RT2-03-007a | Bacterial filter (Pk of 4) | 626 | 2500 | 2500 | 4843.8 | 2380.66
RT2-03-007b | Iris port sleeves (Pk of 10) | 826 | 633.65 | 633.65 | 2691 | 4896.32
RT2-03-007c | Disposable Iris port sleeves (Pk of 10) | 12550 | 13623.48 | 13623.48 | TBC
RT2-03-007d | Oval port sleeves (Pk of 10) | 826 | TBC | TBC | 2691 | TBC
RT2-03-007e | Skin temperature probe (reusable) | 1470 | TBC | TBC | 1070.64 | TBC
RT2-03-007f | Covers for temperature probe (Pk of 25) | 826 | 736.25 | 736.25 | 2691 | TBC
RT2-03-007g | Disposable skin temperature probe (Pk of 10) | 826 | 441.75 | 441.75 | TBC | TBC
RT2-03-007h | Examination lamp bulb | 1472.5 | 1030.75 | 1030.75 | TBC | TBC
RT2-03-007i | Ambulance collapsable incubator stand/trolley | 826 | 533.52 | 533.52 | TBC | TBC
RT2-03-007j | Mattress | 826 | 533.52 | 533.52 | TBC | TBC
RT2-03-007k | Grommets as per number of ports | 826 | TBC | TBC | TBC | TBC
RT2-03-007l | Rechargeable Battery | 826 | 715.81 | 715.81 | TBC
RT2-03-007m | Charging Cable Ambulance power point
RT2-03-007n | IV Pole
# | RT2-03-009
1 | Item Number: RT2-02-008
2 | Item Name : Phototherapy Unit, LED
3 | Suppliers' Name | Mbuso Medical Supplies (Offer 1) | Class Three Medical Solutions (Pty) Ltd | Ecomed Medical (Pty) Ltd | Stat-Tiakeni Medical (Pty) Ltd
3.1 | Make/Brand | BNG | COMEN | Disonmed | NOVOS
3.2 | Model | BN300 | BL70 | BL-50 | BILILED MAXI
3.3 | Country of Origin | China | China | China | Türkiye
3.4 | Lead time | 30 Days | 90 Days | 84 Days | 42 - 56 days
4 | A starter-pack of consumables must be supplied with the unit: | Qty | Qty | Qty | Qty
4.1
4.2
4.3
4.4
4.5
4.6
5 | Warranty (2-year): Year 1 and Year 2
5.1 | Warranty Entails: A 2-year warranty against poor workmanship and latent defects and parts. This must be all inclusive and include, BUT NOT LIMITED TO, amongst others, ALL PARTS (including Batteries), Labour, Traveling and Accommodation. The 2-year warranty must also include all quality check, quality assurance requirements, Preventative/Corrective Maintenance/Calibrations, Software updates and upgrades to be included. This 2-year warranty will commence after formal Commissioning and handover of the equipment.
6 | Unit Price(Inclusive of VAT, Standard Accessories & Consumables, and 2-year Warranty) | 17845.99 | 36276.66 | 22866.6 | 37991.42
7 | Post Warranty 5 Year Comprehensive Maintenance
| Year 3 | 2280 | 6028.29 | 1410 | 2444.9
| Year 4 | 1425 | 6631.11 | 1410 | 1205.085
| Year 5 | 1425 | 7294.23 | 1410 | 1265.3392
| Year 6 | 2280 | 8388.37 | 1410 | 2820.3862
| Year 7 | 1425 | 9227.2 | 1410 | 1395.0365
| Total Maintenance Cost: | 8835 | 37569.2 | 7050 | 9130.747
Maintenance Entails: A Fully Comprehensive 5-year Preventative Maintenance/Service and Corrective Maintenance/Repair contract covering all equipment, hardware and software. This contract would cover, but not be limited to the following: ALL PARTS (including Batteries), labour, travelling, accommodation, service and repair. The 5-year Maintenance Plan must also include all quality check, quality assurance requirements, calibrations , Software updates and upgrades.This contract will commence after the 2-year warranty period has expired.
8 | Estimated Life-span
9 | Replacement Accessories & Consumables
RT2-03-009a | Monitoring of baby temperature (UPGRADE)
RT2-03-009b | LED examination light/Bar replacement | 1472 | 3310.53 | 4818.5 | TBC
# | RT2-03-010
1 | Item Number: RT2-03-010
2 | Item Name : Phototherapy Unit, Blanket, LED
3 | Suppliers' Name | Medhold Medical (Pty) Ltd
3.1 | Make/Brand | GE Healthcare
3.2 | Model | Bilisoft 2,0 - Small Pad: 2108683-001
3.3 | Country of Origin | India
3.4 | Lead time | 84 Days
4 | Warranty (2-year): Year 1 and Year 2
4.1 | Warranty Entails: A 2-year warranty against poor workmanship and latent defects and parts. This must be all inclusive and include, BUT NOT LIMITED TO, amongst others, ALL PARTS (including Batteries), Labour, Traveling and Accommodation. The 2-year warranty must also include all quality check, quality assurance requirements, Preventative/Corrective Maintenance/Calibrations, Software updates and upgrades to be included. This 2-year warranty will commence after formal Commissioning and handover of the equipment.
5 | Unit Price(Inclusive of VAT, Standard Accessories & Consumables, and 2-year Warranty) | 90886.51
6 | Post Warranty 5 Year Comprehensive Maintenance
| Year 3 | 6867.1
| Year 4 | 7625.9
| Year 5 | TBC
| Year 6 | TBC
| Year 7 | TBC
| Total Maintenance Cost: | 14493
Maintenance Entails: A Fully Comprehensive 5-year Preventative Maintenance/Service and Corrective Maintenance/Repair contract covering all equipment, hardware and software. This contract would cover, but not be limited to the following: ALL PARTS (including Batteries), labour, travelling, accommodation, service and repair. The 5-year Maintenance Plan must also include all quality check, quality assurance requirements, calibrations , Software updates and upgrades.This contract will commence after the 2-year warranty period has expired.
7 | Estimated Life-span
8 | Replacement Accessories & Consumables
RT2-03-010a | Effective treatment area: Large pad of 450-550cm2 | 47739.31
# | RT2-03-011
1 | Item Number: RT2-03-011
2 | Item Name: Cooling Device, Neonatal
3 | Suppliers' Name | BEM Medical (Pty) Ltd (Offer 1) | Mbuso Medical Supplies (Pty) Ltd
3.1 | Make/Brand | Phoenix Medical System | Truecool
3.2 | Model | Brammi | TCP
3.3 | Country of Origin | India | Poland
3.4 | Lead time | 4 to 6 Weeks | 30 Days
4 | A starter-pack of consumables must be supplied with the unit: | Qty | Qty
4.1 | Dedicated trolley for the unit.
4.2 | Reusable Rectal probe
4.3 | Rectal Probe Covers
4.4 | Reusable Skin probe
4.5 | 2metre connecting hose
4.6 | Disposable Blanket of approximately 30 X 45 cm
4.7 | Disposable Blanket of approximately 50 X 90 cm
4.8 | Wrap around blanket
4.9 | 5 litre coolant fluid
4.10 | Refill/drainage hose
5 | Warranty (2-year): Year 1 and Year 2
5.1 | Warranty Entails: A 2-year warranty against poor workmanship and latent defects and parts. This must be all inclusive and include, BUT NOT LIMITED TO, amongst others, ALL PARTS (including Batteries), Labour, Traveling and Accommodation. The 2-year warranty must also include all quality check, quality assurance requirements, Preventative/Corrective Maintenance/Calibrations, Software updates and upgrades to be included. This 2-year warranty will commence after formal Commissioning and handover of the equipment.
6 | Unit Price(Inclusive of VAT, Standard Accessories & Consumables, and 2-year Warranty) | 430732.5 | 460000.08
7 | Post Warranty 5 Year Comprehensive Maintenance
| Year 3 | 10842 | N/A
| Year 4 | 11926 | N/A
| Year 5 | 13118.82 | N/A
| Year 6 | 14430.7 | N/A
| Year 7 | 15873.77 | N/A
| Total Maintenance Cost: | 66191.29 | N/A
Maintenance Entails: A Fully Comprehensive 5-year Preventative Maintenance/Service and Corrective Maintenance/Repair contract covering all equipment, hardware and software. This contract would cover, but not be limited to the following: ALL PARTS (including Batteries), labour, travelling, accommodation, service and repair. The 5-year Maintenance Plan must also include all quality check, quality assurance requirements, calibrations , Software updates and upgrades.This contract will commence after the 2-year warranty period has expired.
8 | Estimated Life-span
9 | Replacement Accessories & Consumables
RT2-03-011a | Dedicated trolley for the unit. | TBC
RT2-03-011b | Reusable Rectal probe | TBC | TBC
RT2-03-011c | Rectal Probe Covers
RT2-03-011d | Reusable Skin probe | TBC | 583.62
RT2-03-011e | 2metre connecting hose | TBC | TBC
RT2-03-011f | Disposable Blanket of approximately 30 X 45 cm | 4305.6 | 1000.5
RT2-03-011g | Disposable Blanket of approximately 50 X 90 cm | 4305.6 | 1500.75
RT2-03-011h | Wrap around blanket | 1076.4 | TBC
RT2-03-011i | 5 litre coolant fluid
RT2-03-011j | Refill/drainage hose | 1614.6 | TBC
# | RT2-03-012
1 | Item Number: RT2-03-012
2 | Item Name : Ultrasound, Neonatal
3 | Suppliers' Name | AXIM (Pty) Ltd | Ecomed Medical (Pty) Ltd (Offer 1) | Ecomed Medical (Pty) Ltd (Offer 2) | Ecomed Medical (Pty) Ltd (Offer 4) | Respiratory Care Africa (Offer 1) | Respiratory Care Africa (Offer 2) | Respiratory Care Africa (Offer 3)
3.1 | Make/Brand | Sononoscaoe | GE Healthcare | GE Healthcare | GE Healthcare | Mindray Consona N7 | Mindray MX7 | Mindray M9
3.2 | Model | S12 | Logiq P9 | Logiq E | Versana Active | CONN7-RT2-3P-NEO | MX7-RT2-3P-NEO | MDRM9
3.3 | Country of Origin | China | UAE | UAE | UAE | China | China | China
3.4 | Lead time | 28-84 DAYS | 84 Days | 84 Days | 84 Days | 56 Days | 56 Days | 56 Days
4 | A starter-pack of consumables must be supplied with the unit: | Qty
4.1 | Phased Array probe 2.0 to 7.5 Mhz)
4.2 | Linear probe 5 to 10 Mhz
4.3 | Neonatal Cardiac probe 3 to 9 Mhz
4.4 | Uninterrupted Power Supply (UPS)
4.5 | Gel
4.6 | Printer
4.7 | Printing paper
5 | Warranty (2-year): Year 1 and Year 2
5.1 | Warranty Entails: A 2-year warranty against poor workmanship and latent defects and parts. This must be all inclusive and include, BUT NOT LIMITED TO, amongst others, ALL PARTS (including Batteries), Labour, Traveling and Accommodation. The 2-year warranty must also include all quality check, quality assurance requirements, Preventative/Corrective Maintenance/Calibrations, Software updates and upgrades to be included. This 2-year warranty will commence after formal Commissioning and handover of the equipment.
6 | Unit Price(Inclusive of VAT, Standard Accessories & Consumables, and 2-year Warranty) | 350648.8 | 864597.6 | 568070.1 | 477430.55 | 440000 | 485000 | 659368
7 | Post Warranty 5 Year Comprehensive Maintenance
| Year 3 | 20519.05 | TBC | 15134 | 14377.3 | 10424 | 10591 | 18981
| Year 4 | 21750.2 | TBC | 15134 | 14377.3 | 5001 | 5169 | 6299
| Year 5 | 23055.21 | TBC | 15134 | 14377.3 | 5201 | 5369 | 6476
| Year 6 | 24438.52 | TBC | 15134 | 14377.3 | 11026 | 11193 | 19513
| Year 7 | 25904.83 | TBC | 15134 | 14377.3 | 5661 | 5829 | 6878
| Total Maintenance Cost: | 115667.81 | 0 | 75670 | 71886.5 | 37313 | 38151 | 58147
Maintenance Entails: A Fully Comprehensive 5-year Preventative Maintenance/Service and Corrective Maintenance/Repair contract covering all equipment, hardware and software. This contract would cover, but not be limited to the following: ALL PARTS (including Batteries), labour, travelling, accommodation, service and repair. The 5-year Maintenance Plan must also include all quality check, quality assurance requirements, calibrations , Software updates and upgrades.This contract will commence after the 2-year warranty period has expired.
8 | Estimated Life-span
9 | Replacement Accessories & Consumables
RT2-03-012a | Phased Array probe - 2.0 to 7.5 Mhz) | 80238.95 | 124211.5 | 90335.95 | 90335.95 | 101489 | 88910 | 90357
RT2-03-012b | Linear probe - 5 to 10 Mhz | 72215.4 | 152455.5 | 156963.5 | 141154.45 | 86798 | 84213 | 75900
RT2-03-012c | Neonatal Cardiac probe – 3 to 9 Mhz | 80238.95 | 90335.95 | 124211.5 | 124211.5 | 130114 | 115657 | 103007
RT2-03-012d | Uninterrupted Power Supply (UPS) | 12190 | 14490 | 14490 | 14490 | 4518 | 4518 | 4518
RT2-03-012e | Gel | 74.75 | 302.45 | 39.1 | 39.1 | 327 | 327 | 327
RT2-03-012f | Printer | TBC | TBC | TBC | TBC | TBC | TBC | TBC
RT2-03-012g | Printing paper | 322 | 302.45 | 293.25 | 302.45 | 2635 | 2635 | 2635

## CAT 4-OBSTETRIC & GYNAECOLOGY
RT2-2025 SUPPLY, DELIVERY, INSTALLATION, COMMISSIONING, TRAINING AND MAINTENANCE OF MEDICAL EQUIPMENT TO THE STATE FOR THE PERIOD 1 AUGUST 2026 TO 31 JULY 20230 CONTRACT PRICING WITH REPLACEMENT ACCESSORIES
CATEGORY 4: OBSTETRIC & GYNAECOLOGY EQUIPMENT
# | RT2-04-001
1 | Item Number: RT2-04-001
2 | Item Name : Cardiotocograph, Single
3 | Suppliers' Name | Mbuso medical supplies | Supra Healthcare Johannesburg Pty Ltd (Offer 2) | Supra Healthcare Johannesburg Pty Ltd (Offer 1) | Philips (Offer 1) | BEM Medical (Pty) Ltd | Philips (Offer 2)
3.1 | Make/Brand | SUNRAY | Comen | Comen | Philips | Huntleigh | Philips
3.2 | Model | SRF618B6 | C22 | C21 | FM20 | TEAM3A-B | FM30
3.3 | Country of Origin | China | China | China | Germany | United Kingdom | Germany
3.4 | Lead time | 30 days | 21 days | 21 days | 56 days | 42 days | 56 days
4 | A starter-pack of consumables must be supplied with the unit: | Qty | Qty | Qty | Qty | Qty | Qty
4.1 | US transducer | Each | Each | Each | Each | Each | Each
4.2 | Toco transducer | Each | Each | Each | Each | Each | Each
4.3 | Thermal printing paper (Pk of 5) | Pack of 5 | Pack of 5 | Pack of 5 | Pack of 5 | Pack of 5 | Pack of 5
4.4 | Belts x2 (For each transducer) | 2 x Belts | 2 x Belts | 2 x Belts | 2 x Belts | 2 x Belts | 2 x Belts
4.5 | Marker | Each | Each | Each | Each | Each | Each
4.6 | Trolley or wall mounting bracket | Each | Each | Each | Each | Each | Each
5 | Warranty (2-year): Year 1 and Year 2
5.1 | Warranty Entails: A 2-year warranty against poor workmanship and latent defects and parts. This must be all inclusive and include, BUT NOT LIMITED TO, amongst others, ALL PARTS (including Batteries), Labour, Traveling and Accommodation. The 2-year warranty must also include all quality check, quality assurance requirements, Preventative/Corrective Maintenance/Calibrations, Software updates and upgrades to be included. This 2-year warranty will commence after formal Commissioning and handover of the equipment. | 24 months | 24 months | 24 months | 25 months | 26 months | 27 months
6 | Unit Price(Inclusive of VAT, Standard Accessories & Consumables, and 2-year Warranty) | 26930.12 | 31150.65 | 35398.46 | 98494 | 107640 | 145389
| Year 3 | 0 | 1621.0071 | 1842.0536 | 0 | 3000 | 0
| Year 4 | 0 | 1783.1079 | 2026.2589 | 0 | 3450 | 0
| Year 5 | 0 | 1961.4186 | 2228.8848 | 0 | 3795 | 0
| Year 6 | 0 | 2157.5605 | 2451.7733 | 0 | 4174.5 | 0
| Year 7 | 0 | 2373.3166 | 2696.9506 | 0 | 4591.95 | 0
| Total Maintenance Cost: | 0 | 9896.4107 | 11245.9213 | 0 | 19011.45 | 0
Maintenance Entails: A Fully Comprehensive 5-year Preventative Maintenance/Service and Corrective Maintenance/Repair contract covering all equipment, hardware and software. This contract would cover, but not be limited to the following: ALL PARTS (including Batteries), labour, travelling, accommodation, service and repair. The 5-year Maintenance Plan must also include all quality check, quality assurance requirements, calibrations , Software updates and upgrades.This contract will commence after the 2-year warranty period has expired.
8 | Estimated Life-span | 10 Years | 10 Years | 10 Years | 11 Years | 12 Years | 13 Years
9 | Replacement Accessories & Consumables | Amount | Amount | Amount | Amount | Amount | Amount
RT2-04-001a | US transducer | 3801.9 | 3647.27 | 3647.27 |  | 11212.5
RT2-04-001b | Toco transducer | 3801.9 | 3647.27 | 3647.27 |  | 12627
RT2-04-001c | Thermal printing paper (Pk of 5) | 972.96 | 638.27 | 638.27 |  | 410.55
RT2-04-001d | Belt | 158.41 | 182.27 | 182.27 |  | 304
RT2-04-001e | Marker | 1584.12 | 1227.6 | 1227.6 |  | 1046.5
RT2-04-001f | Trolley | 3933.8 | 5470.9 | 5470.9 |  | 8625
RT2-04-001g | Wall mounting bracket | 633.65 | 2917.81 | 2917.81 |  | 8625
# | RT2-04-002
1 | Item Number: RT2-04-002
2 | Item Name : Cardiotocograph, Single + MHR
3 | Suppliers' Name | Supra Healthcare Johannesburg Pty Ltd | Philips (Offer 1) | BEM Medical (Pty) Ltd | Philips (Offer 2) | Philips (Offer 3) | Philips (Offer 4)
3.1 | Make/Brand | Comen | Philips | Huntleigh | Philips | Philips | Philips
3.2 | Model | C22 | FM20 | TEAM 3A-MB | FM30 | Avalon CL | intellispace
3.3 | Country of Origin | China | Germany | United Kingdom | Germany | Germany | Germany
3.4 | Lead time | 21 days | 56 days | 42 days | 56 days | 56 days | 56 days
4 | A starter-pack of consumables must be supplied with the unit: | Qty | Qty | Qty | Qty | Qty | Qty
4.1 | US transducer | Each | Each | Each | Each | Each | Each
4.2 | Toco transducer | Each | Each | Each | Each | Each | Each
4.3 | Thermal printing paper (Pk of 5) | Pack of 5 | Pack of 5 | Pack of 5 | Pack of 5 | Pack of 5 | Pack of 5
4.4 | Belts x2 (For each transducer) | 2 x Belts | 2 x Belts | 2 x Belts | 2 x Belts | 2 x Belts | 2 x Belts
4.5 | Marker | Each | Each | Each | Each | Each | Each
4.6 | Trolley or wall mounting bracket | Each | Each | Each | Each | Each | Each
5 | Warranty (2-year): Year 1 and Year 2
5.1 | Warranty Entails: A 2-year warranty against poor workmanship and latent defects and parts. This must be all inclusive and include, BUT NOT LIMITED TO, amongst others, ALL PARTS (including Batteries), Labour, Traveling and Accommodation. The 2-year warranty must also include all quality check, quality assurance requirements, Preventative/Corrective Maintenance/Calibrations, Software updates and upgrades to be included. This 2-year warranty will commence after formal Commissioning and handover of the equipment. | 24 months | 24 months | 24 months | 25 months | 26 months | 27 months
6 | Unit Price(Inclusive of VAT, Standard Accessories & Consumables, and 2-year Warranty) | 47610 | 104782.1649 | 118661.6 | 145389 | 159535 | 249954
| Year 3 | 0 | 0 | 3000 | 0 | 0 | 0
| Year 4 | 0 | 0 | 3450 | 0 | 0 | 0
| Year 5 | 0 | 0 | 3795 | 0 | 0 | 0
| Year 6 | 0 | 0 | 4174.5 | 0 | 0 | 0
| Year 7 | 0 | 0 | 4559 | 0 | 0 | 0
| Total Maintenance Cost: | 0 | 0 | 18978.5 | 0 | 0 | 0
Maintenance Entails: A Fully Comprehensive 5-year Preventative Maintenance/Service and Corrective Maintenance/Repair contract covering all equipment, hardware and software. This contract would cover, but not be limited to the following: ALL PARTS (including Batteries), labour, travelling, accommodation, service and repair. The 5-year Maintenance Plan must also include all quality check, quality assurance requirements, calibrations , Software updates and upgrades.This contract will commence after the 2-year warranty period has expired.
8 | Estimated Life-span | 10 Years | 10 Years | 10 Years | 11 Years | 12 Years | 13 Years
9 | Replacement Accessories & Consumables | Amount | Amount | Amount | Amount | Amount | Amount
RT2-04-001a | US transducer | 3647.27 | 17011.7191 | 11212.5 | 17011.7191 | 17011.7191 | 17011.7191
RT2-04-001b | Toco transducer | 3647.27 | 17011.7191 | 12627 | 17011.7191 | 17011.7191 | 17011.7191
RT2-04-001c | Thermal printing paper (Pk of 5) | 638.27 | TBC | 410.55 | TBC | TBC | TBC
RT2-04-001d | Belt | 182.36 | 943.3771 | 304 | 943.3771 | 943.3771 | 943.3771
RT2-04-001e | Marker | 1227.6 | 4581.5652 | 1046.5 | 4581.5652 | 4581.5652 | 4581.5652
RT2-04-001f | Trolley | 5470.9 | TBC | TBC | TBC | TBC | TBC
RT2-04-001g | Wall mounting bracket | 2917.81 | TBC | TBC | TBC | TBC | TBC
Item Number: RT2-04-003
1 | Item Number: RT2-04-003 - Cardiotocograph, Twins
2 | Item Name : Cardiotocograph, Twins
3 | Suppliers' Name | Mbuso medical supplies | Stat Tiakeni Medical (Pty) Ltd | Supra Healthcare Johannesburg Pty Ltd (Offer 2) | Supra Healthcare Johannesburg Pty Ltd (Offer 1) | Philips (Offer 1) | BEM Medical (Pty) Ltd | Medicare Hospital Equipment (Pty) Ltd | Philips (Offer 2)
3.1 | Make/Brand | SUNRAY | Zondan | Comen | Comen | Philips | Huntleigh | Edan | Philips
3.2 | Model | SRF618B6 | Artemiis 2T | C22 | C21 | FM20 | TEAM 3A-MB | F12 | FM30
3.3 | Country of Origin | China | China | China | China | Germany | United Kingdom | China | Germany
3.4 | Lead time | 30 days | 56 days | 21 days | 21 days | 56 days | 42 days | 56 Days | 21 days
4 | A starter-pack of consumables must be supplied with the unit: | Qty | Qty | Qty | Qty | Qty | Qty | Qty | Qty
4.1 | US transducer | Each | Each | Each | Each | Each | Each | Each | Each
4.2 | Toco transducer | Each | Each | Each | Each | Each | Each | Each | Each
4.3 | Thermal printing paper (Pk of 5) | Pack of 5 | Pack of 5 | Pack of 5 | Pack of 5 | Pack of 5 | Pack of 5 | Pack of 7 | Pack of 6
4.4 | Belts x2 (For each transducer) | 2 x Belts | 2 x Belts | 2 x Belts | 2 x Belts | 2 x Belts | 2 x Belts | 4 x Belts | 3 x Belts
4.5 | Marker | Each | Each | Each | Each | Each | Each | Each | Each
4.6 | Trolley or wall mounting bracket | Each | Each | Each | Each | Each | Each | Each | Each
5 | Warranty (2-year): Year 1 and Year 2
5.1 | Warranty Entails: A 2-year warranty against poor workmanship and latent defects and parts. This must be all inclusive and include, BUT NOT LIMITED TO, amongst others, ALL PARTS (including Batteries), Labour, Traveling and Accommodation. The 2-year warranty must also include all quality check, quality assurance requirements, Preventative/Corrective Maintenance/Calibrations, Software updates and upgrades to be included. This 2-year warranty will commence after formal Commissioning and handover of the equipment. | 24 months | 24 months | 24 months | 24 months | 24 months | 24 months | 24 months | 24 months
6 | Unit Price(Inclusive of VAT, Standard Accessories & Consumables, and 2-year Warranty) | 31682.5 | 42732.05 | 33652.16 | 38972.05 | 111321 | 117875 | 96568.97 | 159535
| Year 3 | 0 | 0 | 1621.0071 | 1621.0071 | 0 | 3000 | 7722.29 | 0
| Year 4 | 0 | 0 | 1783.1079 | 1783.1079 | 0 | 3450 | 8204.93 | 0
| Year 5 | 0 | 0 | 1961.4186 | 1961.4186 | 0 | 3795 | 8687.57 | 0
| Year 6 | 0 | 0 | 2157.5605 | 2157.5605 | 0 | 4174.5 | 9652.86 | 0
| Year 7 | 0 | 0 | 2373.3166 | 2373.3166 | 0 | 4559 | 10618.14 | 0
| Total Maintenance Cost: | 0 | 0 | 9896.4107 | 9896.4107 | 0 | 18978.5 | 44885.79 | 0
Maintenance Entails: A Fully Comprehensive 5-year Preventative Maintenance/Service and Corrective Maintenance/Repair contract covering all equipment, hardware and software. This contract would cover, but not be limited to the following: ALL PARTS (including Batteries), labour, travelling, accommodation, service and repair. The 5-year Maintenance Plan must also include all quality check, quality assurance requirements, calibrations , Software updates and upgrades.This contract will commence after the 2-year warranty period has expired.
8 | Estimated Life-span | 10 Years | 10 Years | 10 Years | 11 Years | 12 Years | 13 Years | 15 Years | 14 Years
9 | Replacement Accessories & Consumables | Amount | Amount | Amount | Amount | Amount | Amount | Amount | Amount
RT2-04-003a | US transducer | 3801.9 | 5479.66 | 3547.27 | 3547.27 | 17011.7191 | 11212.5 | 11072.45 | 17011.7191
RT2-04-003b | Toco transducer | 3801.9 | 4534.89 | 3647.27 | 3647.27 | 17011.7191 | 12627 | 13628.6 | 17011.7191
RT2-04-003c | Thermal printing paper (Pk of 5) | 972.75 | 818.8 | 638.27 | 638.27 | TBC | 410.55 | 367.53 | TBC
RT2-04-003d | Belt | 158.41 | 566.86 | 182.36 | 182.36 | 943.3771 | 304 | 188.81 | 943.3771
RT2-04-003e | Marker | 1584.12 | 8313.97 | 5470.9 | 5470.9 | TBC | 1046.5 | TBC | TBC
RT2-04-003f | Trolley | 3933.8 | 6802.34 | 2917.81 | 2917.81 | TBC | 8625 | 3376.1 | TBC
RT2-04-003g | Wall mounting bracket | 633.65 | 1889.54 | 1227.6 | 1227.6 | TBC | 8625 | 501.09 | TBC
# | RT2-04-004
1 | Item Number: RT2-04-004
2 | Item Name : Cardiotocograph, Twins + MHR
3 | Suppliers' Name | Supra Healthcare Johannesburg Pty Ltd | Mbuso medical supplies | Medicare Hospital Equipment (Pty) Ltd | Philips | BEM Medical (Pty) Ltd | Philips
3.1 | Make/Brand | Comen | SUNRAY | Edan | Philips | Huntleigh | Philips
3.2 | Model | C22 | SRF618 K9 | F12 Fetal Maternal Monitor | FM20 | TEAM 3A-MB | FM30
3.3 | Country of Origin | China | China | China | Germany | United Kingdom | Germany
3.4 | Lead time | 21 days | 30 days | 56 days | 56 days | 42 days | 56 days
4 | A starter-pack of consumables must be supplied with the unit: | Qty | Qty | Qty | Qty | Qty | Qty
4.1 | US transducers x2 | Pack of 2 | Pack of 2 | Pack of 2 | Pack of 2 | Pack of 2 | Pack of 2
4.2 | Toco transducer | Each | Each | Each | Each | Each | Each
4.3 | Thermal printing paper (Pk of 5) | Pack of 5 | Pack of 5 | Pack of 5 | Pack of 5 | Pack of 5 | Pack of 5
4.4 | Belts x3 (For each transducer) | Belts x 3 | Belts x 3 | Belts x 3 | Belts x 3 | Belts x 3 | Belts x 3
4.5 | Marker | Each | Each | Each | Each | Each | Each
4.6 | Trolley or wall mounting bracket | Each | Each | Each | Each | Each | Each
5 | Warranty (2-year): Year 1 and Year 2
5.1 | Warranty Entails: A 2-year warranty against poor workmanship and latent defects and parts. This must be all inclusive and include, BUT NOT LIMITED TO, amongst others, ALL PARTS (including Batteries), Labour, Traveling and Accommodation. The 2-year warranty must also include all quality check, quality assurance requirements, Preventative/Corrective Maintenance/Calibrations, Software updates and upgrades to be included. This 2-year warranty will commence after formal Commissioning and handover of the equipment. | 24 Months | 24 Months | 24 Months | 24 Months | 24 Months | 24 Months
6 | Unit Price(Inclusive of VAT, Standard Accessories & Consumables, and 2-year Warranty) | 47610 | 67800.5 | 118398.18 | 129443.0731 | 128896.6 | 159535
7 | Post Warranty 5 Year Comprehensive Maintenance
| Year 3 | 2380.5 | 0 | 0 | 0 | 3000 | 0
| Year 4 | 2618.55 |  | 0 | 0 | 3450 | 0
| Year 5 | 2880.405 |  | 0 | 0 | 3795 | 0
| Year 6 | 3168.4455 |  | 0 | 0 | 4174.5 | 0
| Year 7 | 3485.2901 |  | 0 | 0 | 4559 | 0
| Total Maintenance Cost: | 12152.6906 | 0 | 0 | 0 | 15978.5 | 0
9 | Replacement Accessories & Consumables | Amount | Amount | Amount | Amount | Amount | Amount
RT2-04-004a | US transducer | 3684.11 | 3801.9 | 10554.95 | 17011.7191 | 11212.5 | 17011.7191
RT2-04-004b | Toco transducer | 3684.11 | 3801.9 | 13801.1 | 17011.7191 | 12627 | 17011.7191
RT2-04-004c | Thermal printing paper (Pk of 5) | 644.72 | 972.96 | 367.53 | TBC | 410.55 | TBC
RT2-04-004d | Belt | 184.21 | 158.41 | 206.06 | 943.3771 | 304 | 943.3771
RT2-04-004e | Marker | 1240 | 1584.12 | 639.09 | 4581.5652 | 1046.5 | 4581.5652
RT2-04-004f | Wall mount bracket | TBC | TBC | TBC | TBC | TBC | TBC
RT2-04-004g | Trolley | TBC | 633.65 | TBC | TBC | TBC | TBC
# | RT2-04-005
1 | Item Number: RT2-04-005
2 | Item Name : Doppler Fetal Heart Rate Monitor
3 | Suppliers' Name | Ecomed Medical (Pty) Ltd | Mbuso medical supplies | BEM Medical (Pty) Ltd
3.1 | Make/Brand | Bestman | SUNRAY | Huntleigh
3.2 | Model | BF-500D+ | SRF618E | N/A
3.3 | Country of Origin | China | China | United Kingdom
3.4 | Lead time | 56 days | 30 days | 14 days
4 | A starter-pack of consumables must be supplied with the unit: | Qty | Qty | Qty
4.1 | 2 MHz probe | Each | Each | Each
4.2 | Carry bag | Each | Each | Each
4.3 | Battery charger | Each | Each | Each
5 | Warranty (2-year): Year 1 and Year 2
5.1 | Warranty Entails: A 2-year warranty against poor workmanship and latent defects and parts. This must be all inclusive and include, BUT NOT LIMITED TO, amongst others, ALL PARTS (including Batteries), Labour, Traveling and Accommodation. The 2-year warranty must also include all quality check, quality assurance requirements, Preventative/Corrective Maintenance/Calibrations, Software updates and upgrades to be included. This 2-year warranty will commence after formal Commissioning and handover of the equipment. | N/A | N/A | N/A
6 | Unit Price(Inclusive of VAT, Standard Accessories & Consumables, and 2-year Warranty) | 2993.45 | 3419.1 | 11327.5
7 | Post Warranty 5 Year Comprehensive Maintenance
| Year 3 | 0 | 0 | 0
| Year 4 | 0 | 0 | 0
| Year 5 | 0 | 0 | 0
| Year 6 | 0 | 0 | 0
| Year 7 | 0 | 0 | 0
| Total Maintenance Cost: | 0 | 0 | 0
Maintenance Entails: A Fully Comprehensive 5-year Preventative Maintenance/Service and Corrective Maintenance/Repair contract covering all equipment, hardware and software. This contract would cover, but not be limited to the following: ALL PARTS (including Batteries), labour, travelling, accommodation, service and repair. The 5-year Maintenance Plan must also include all quality check, quality assurance requirements, calibrations , Software updates and upgrades.This contract will commence after the 2-year warranty period has expired.
8 | Estimated Life-span | 10 Years | 10 Years | 10 Years
9 | Replacement Accessories & Consumables | Amount | Amount | Amount
RT2-04-005a | 2 MHz probe | 982.1 | 551 | 6877
RT2-04-005b | Carry bag | 143.75 | 137.75 | 632.5
RT2-04-005c | A 3 MHz probe may be offered as an option | 1330.55 | 1196.65 | 5761.5
RT2-04-005d | Headset | 232.3 | 512 | 638.25
RT2-04-005e | Battery | 424.35 | 65.9 | 110.4
RT2-04-005f | Battery charger | 377.2 | 141.55
# | RT2-04-006
1 | Item Number: RT2-04-006
2 | Item Name: Video Colposcope
3 | Suppliers' Name | Medicare Hospital Equipment (Pty) Ltd
3.1 | Make/Brand | Edan
3.2 | Model | C6AHD
3.3 | Country of Origin | China
3.4 | Lead time | 56 Days
4 | A starter-pack of consumables must be supplied with the unit: | Qty
4.1 | Mouse | Each
4.2 | Printer | Each
4.3 | Keyboard | Each
4.4 | A4 or A6 paper (1000 sheets) | 1000 sheets
4.5 | PC software | Each
4.6 | Dust cover must be included and supplied for the colposcope system offered | Each
5 | Warranty (2-year): Year 1 and Year 2
5.1 | Warranty Entails: A 2-year warranty against poor workmanship and latent defects and parts. This must be all inclusive and include, BUT NOT LIMITED TO, amongst others, ALL PARTS (including Batteries), Labour, Traveling and Accommodation. The 2-year warranty must also include all quality check, quality assurance requirements, Preventative/Corrective Maintenance/Calibrations, Software updates and upgrades to be included. This 2-year warranty will commence after formal Commissioning and handover of the equipment. | 24 Months
6 | Unit Price(Inclusive of VAT, Standard Accessories & Consumables, and 2-year Warranty) | 147434.06
7 | Post Warranty 5 Year Comprehensive Maintenance
| Year 3 | TBC
| Year 4 | TBC
| Year 5 | TBC
| Year 6 | TBC
| Year 7 | TBC
| Total Maintenance Cost: | 0
Maintenance Entails: A Fully Comprehensive 5-year Preventative Maintenance/Service and Corrective Maintenance/Repair contract covering all equipment, hardware and software. This contract would cover, but not be limited to the following: ALL PARTS (including Batteries), labour, travelling, accommodation, service and repair. The 5-year Maintenance Plan must also include all quality check, quality assurance requirements, calibrations , Software updates and upgrades.This contract will commence after the 2-year warranty period has expired.
8 | Estimated Life-span | 10 Years
9 | Replacement Accessories & Consumables | QTY
RT2-04-006a | Mouse | 1708.07
RT2-04-006b | Printer | 8946.83
RT2-04-006c | Keyboard | 2009.68
RT2-04-006d | A4 or A6 paper (1000 sheets) | TBC
RT2-04-006e | PC software | 1406.45
RT2-04-006f | Dust cover must be included and supplied for the colposcope system offered | 1647.74
# | RT2-04-007
1 | Item Number: RT2-04-007
2 | Item Name : Vacuum Extractor, Obstetric - Portable Electric
3 | Suppliers' Name | Evotec Electronics | Ecomed Medical (Pty) Ltd
3.1 | Make/Brand | SMAF | SMAF
3.2 | Model | YX932S | YX980D
3.3 | Country of Origin | China | China
3.4 | Lead time | 56 days | 70 days
4 | A starter-pack of consumables must be supplied with the unit: | Qty | Qty
4.1 | 10 x thermal printing paper rolls | Pack of 10 | Pack of 10
4.2 | 4 x Instrument loading trays | 4 x Trays | 4 x Trays
4.3 | 10 x Hydrogen Peroxide cassettes or Cartridges | Pack of 10 | Pack of 10
4.4 | Biological and Chemical Indicators | Each | Each
5 | Warranty (2-year): Year 1 and Year 2
5.1 | Warranty Entails: A 2-year warranty against poor workmanship and latent defects and parts. This must be all inclusive and include, BUT NOT LIMITED TO, amongst others, ALL PARTS (including Batteries), Labour, Traveling and Accommodation. The 2-year warranty must also include all quality check, quality assurance requirements, Preventative/Corrective Maintenance/Calibrations, Software updates and upgrades to be included. This 2-year warranty will commence after formal Commissioning and handover of the equipment. | 24 Months | 24 Months
6 | Unit Price(Inclusive of VAT, Standard Accessories & Consumables, and 2-year Warranty) | 14766 | 24698.55
7 | Post Warranty 5 Year Comprehensive Maintenance
| Year 3 | 715 | N/A
| Year 4 | 828 | N/A
| Year 5 | 880 | N/A
| Year 6 | 1012 | N/A
| Year 7 | 1115.5 | N/A
| Total Maintenance Cost: | 4550.5 | 0
Maintenance Entails: A Fully Comprehensive 5-year Preventative Maintenance/Service and Corrective Maintenance/Repair contract covering all equipment, hardware and software. This contract would cover, but not be limited to the following: ALL PARTS (including Batteries), labour, travelling, accommodation, service and repair. The 5-year Maintenance Plan must also include all quality check, quality assurance requirements, calibrations , Software updates and upgrades.This contract will commence after the 2-year warranty period has expired.
8 | Estimated Life-span | 10 Years | 10 Years
9 | Replacement Accessories & Consumables | QTY | QTY
RT2-04-007a | 1 x 40mm extractor cup | 1290.3 | 1899.8
RT2-04-007b | 2 x 50mm extractor cups | 1290.3 | 3799.6
RT2-04-007c | 2 x 60mm extractor cups | 1290.3 | 3799.6
RT2-04-007d | 1 x 70mm extractor cup | 1290.3 | 1899.8
RT2-04-007e | Polycarbonate Jar | 977.21 | 845.25
RT2-04-007f | Silicone tubing (3m) | 85.39 | 1182.2
# | RT2-04-008
1 | Item Number: RT2-04-008
2 | Item Name: Ultrasound Machine, O&G
3 | Suppliers' Name | Respiratory Care Africa (Pty) Ltd (Offer 1) | Respiratory Care Africa (Pty) Ltd (Offer 2) | Ecomed Medical (Pty) Ltd (Offer 5) | Respiratory Care Africa (Pty) Ltd (Offer 3) | Class Three Medical Solution | Axim (Pty) Ltd (Offer 1) | Ecomed Medical (Pty) Ltd (Offer 4) | Respiratory Care Africa (Pty) Ltd (Offer 4) | Axim (Pty) Ltd (Offer 3) | Ecomed Medical (Pty) Ltd (Offer 1) | Mbuso medical supplies (Offer 3)
3.1 | Make/Brand | Mindray DC30 | Mindray Consona N6 OBG | GE Healthcare | Mindray Consona N8 OBG | ZONCARE | SONOSCAPE | GE Healthcare | Mindray Nuewa I8 OBG | SONOSCAPE | GE Healthcare | FUJIFILM
3.2 | Model | DC30-RT2-3P-OBG | CONN6-RT2-3P-OBG | Versana Balance | CONN8-RT2-3P-OBG | VIV60 | P10 | Voluson P8 | NI8-RT2-3P-OBG | P40 ELITE | Voluson Signature 18 | ARRIETA 850
3.3 | Country of Origin | China | China | UAE | China | China | China | UAE | China | China | UAE | JAPAN
3.4 | Lead time | 56 days | 56 days | 84 days | 56 days | 90 days | 84 days | 84 days | 56 days | 84 days | 84 days | 30 days
4 | A starter-pack of consumables must be supplied with the unit: | Qty | Qty | Qty | Qty | Qty | Qty | Qty | Qty | Qty | Qty | Qty
4.1 | Curvi-linear probe | Each | Each | Each | Each | Each | Each | Each | Each | Each | Each | Each
4.2 | Linear probe | Each | Each | Each | Each | Each | Each | Each | Each | Each | Each | Each
4.3 | Transvaginal probe | Each | Each | Each | Each | Each | Each | Each | Each | Each | Each | Each
4.4 | Printer | Each | Each | Each | Each | Each | Each | Each | Each | Each | Each | Each
4.5 | Ultrasound Gel 2L | Each - 2L | Each - 2L | Each - 2L | Each - 2L | Each - 2L | Each - 2L | Each - 2L | Each - 2L | Each - 2L | Each - 2L | Each - 2L
4.6 | Uninterrupted Power Supply (UPS) | Each | Each | Each | Each | Each | Each | Each | Each | Each | Each | Each
4.7 | Printing paper (box of 10 rolls) | Pack of 10 | Pack of 10 | Pack of 10 | Pack of 10 | Pack of 10 | Pack of 10 | Pack of 10 | Pack of 10 | Pack of 10 | Pack of 10 | Pack of 10
5 | Warranty (2-year): Year 1 and Year 2
5.1 | Warranty Entails: A 2-year warranty against poor workmanship and latent defects and parts. This must be all inclusive and include, BUT NOT LIMITED TO, amongst others, ALL PARTS (including Batteries), Labour, Traveling and Accommodation. The 2-year warranty must also include all quality check, quality assurance requirements, Preventative/Corrective Maintenance/Calibrations, Software updates and upgrades to be included. This 2-year warranty will commence after formal Commissioning and handover of the equipment. | 24 Months | 25 Months | 26 Months | 27 Months | 28 Months | 29 Months | 30 Months | 31 Months | 32 Months | 33 Months | 34 Months
6 | Unit Price(Inclusive of VAT, Standard Accessories & Consumables, and 2-year Warranty) | 257000 | 340000 | 424045.25 | 485500 | 366688 | 418015.8 | 557230.2 | 715000 | 775327.7 | 1021830.2 | 1653751.63
7 | Post Warranty 5 Year Comprehensive Maintenance
| Year 3 | 10860 | 9643 | TBC | 10567 | TBC | TBC | TBC | 10526 | TBC | TBC | 7600
| Year 4 | 3705 | 4201 | TBC | 5125 | TBC | TBC | TBC | 5084 | TBC | TBC | 5700
| Year 5 | 3882 | 4378 | TBC | 5302 | TBC | TBC | TBC | 5262 | TBC | TBC | 5700
| Year 6 | 11424 | 10176 | TBC | 11100 | TBC | TBC | TBC | 11091 | TBC | TBC | 7600
| Year 7 | 4318 | 4780 | TBC | 5704 | TBC | TBC | TBC | 5697 | TBC | TBC | 5700
| Total Maintenance Cost: | 34189 | 33178 | 0 | 37798 | 0 | 0 | 0 | 37660 | 0 | 0 | 32300
Maintenance Entails: A Fully Comprehensive 5-year Preventative Maintenance/Service and Corrective Maintenance/Repair contract covering all equipment, hardware and software. This contract would cover, but not be limited to the following: ALL PARTS (including Batteries), labour, travelling, accommodation, service and repair. The 5-year Maintenance Plan must also include all quality check, quality assurance requirements, calibrations , Software updates and upgrades.This contract will commence after the 2-year warranty period has expired.
8 | Estimated Life-span | 10 Years | 11 Years | 12 Years | 13 Years | 14 Years | 15 Years | 16 Years | 17 Years | 18 Years | 19 Years | 20 Years
9 | Replacement Accessories & Consumables | Amount | Amount | Amount | Amount | Amount | Amount | Amount | Amount | Amount | Amount | Amount
RT2-04-008a | Curvi-linear probe | 57217 | 76289 | 112919.65 | 115802 | 32175.76 | 72215.4 | 146090.25 | 119705 | 132394.9 | 203262.5 | 66118.75
RT2-04-008b | Linear probe | 52546 | 86798 | 84695.2 | 95779 | 44066.86 | 72215.4 | 160698.7 | 82768 | 132394.9 | 277570.9 | 116494.37
RT2-04-008c | Transvaginal probe | 67726 | 95779 | 112919.65 | 99838 | 60854.12 | 72215.4 | 175308.3 | 95779 | 80238.95 | 189916.75 | 115710
RT2-04-008d | Printer | 23042 | 23042 | 46460 | 23042 | 18449.96 | 23566.95 | 46460 | 23042 | 23566.95 | 46460 | 15500
RT2-04-008e | Ultrasound Gel 2L | 327 | 327 | 279.45 | 327 | 90.72 | TBC | 279.45 | 327 | TBC | 279.45 | 299
RT2-04-008f | Uninterrupted Power Supply (UPS) | 4518 | 4518 | 14490 | 4518 | 7281.51 | 12190 | 14490 | 4518 | 12190 | 14490 | 15999
RT2-04-008g | Printing paper (box of 10 rolls) | TBC | TBC | TBC | TBC | TBC | TBC | TBC | TBC | TBC | TBC | TBC

## CAT 5-GENERAL MEDICAL EQUIPMENT
RT2-2025 SUPPLY, DELIVERY, INSTALLATION, COMMISSIONING, TRAINING AND MAINTENANCE OF MEDICAL EQUIPMENT TO THE STATE FOR THE PERIOD 1 AUGUST 2026 TO 31 JULY 20230 CONTRACT PRICING WITH REPLACEMENT ACCESSORIES
CATEGORY 05: GENRAL MEDICAL EQUIPMENT
# | RT2-05-002
1 | Item Number: RT2-05-002: Blood Gas Analyser, Cartridge Type
2 | Item Name : Blood Gas Analyzer - Catridge Type
3 | Suppliers' Name | The Scientific Group (Pty) Ltd
3.1 | Make/Brand | Nova Prime CC COMP
3.2 | Model | NO/49200
3.3 | Country of Origin | America
3.4 | Lead time | On Hand
4 | A starter-pack of consumables must be supplied with the unit: | Qty
3.1 | Printer paper ( 10 rolls) | 10 Rolls
3.2 | REPL PROBE S LINE 100 UL | Each
3.3 | Sensor Card (LV) | Each
3.4 | Reference Sensor | Each
3.5 | Auto QC (100 test) | 100 Test
3.6 | Luer adaptors | Each
3.7 | Calibrator 100 test CCS Comp | 100 Test
3.8 | Clot catchers | Each
3.9 | 3ml Luer slip Blood Gas Syringe | Each
5 | Warranty (2-year): Year 1 and Year 2
5.1 | Warranty Entails: A 2-year warranty against poor workmanship and latent defects and parts. This must be all inclusive and include, BUT NOT LIMITED TO, amongst others, ALL PARTS (including Batteries), Labour, Traveling and Accommodation. The 2-year warranty must also include all quality check, quality assurance requirements, Preventative/Corrective Maintenance/Calibrations, Software updates and upgrades to be included. This 2-year warranty will commence after formal Commissioning and handover of the equipment.
6 | Unit Price(Inclusive of VAT, Standard Accessories & Consumables, and 2-year Warranty) | 205865.99
7 | Post Warranty 5 Year Comprehensive Maintenance
| Year 3 | TBC
| Year 4 | TBC
| Year 5 | TBC
| Year 6 | TBC
| Year 7 | TBC
| Total Maintenance Cost: | 0
Maintenance Entails: A Fully Comprehensive 5-year Preventative Maintenance/Service and Corrective Maintenance/Repair contract covering all equipment, hardware and software. This contract would cover, but not be limited to the following: ALL PARTS (including Batteries), labour, travelling, accommodation, service and repair. The 5-year Maintenance Plan must also include all quality check, quality assurance requirements, calibrations , Software updates and upgrades.This contract will commence after the 2-year warranty period has expired.
8 | Estimated Life-span | 7 Years
9 | Replacement Accessories & Consumables | Delivered Price
RT2-05-002a | Thermal printing paper x 10 | 1444.4
RT2-05-002b - 1 | SENSOR CARD CCS COMP PRIME(Low vol) | 2454.1
RT2-05-002b - 2 | SENSOR CARD CCS COMP PRIME (Medium Volume) | 3115.35
RT2-05-002b - 3 | Prime Sensor Card CCS Comp (High Volume) | 5452.15
RT2-05-002b - 4 | ASSY REFERENCE SENSOR PRIME | 8099.45
RT2-05-002b - 5 | 2 KVA online UPS | 11436.11
RT2-05-002c | Quality control | 3738.65
RT2-05-002d | Cartridge (300 test) | 4049.15
RT2-05-002e | Cartridge (400 test) | 4510.3
RT2-05-002f - 1 | PAPER THERMAL 5 ROLLS/PKG | 729.93
RT2-05-002f - 2 | LUER STATION PackAGED (5X) PRIME (Accessory) | 760.21
RT2-05-002f - 3 | KIT CLOT CATCHER SYRINGE CCX 200 | 881.3
RT2-05-002f - 4 | CALIBRATOR CARTRIDGE CCS COMP 100 SAMPLE | 3021.77
RT2-05-002f - 5 | CALIBRATOR CARTRIDGE CCS COMP 200 SAMPLE | 3470.27
RT2-05-002f - 6 | REPL PROBE S LINE 100 UL PRIME | 4515.27
RT2-05-002f - 7 | Cartridge (600 test) | 4846
RT2-05-002g | Heparinized Syringe (100/box) | 402.5
# | RT2-05-004: Defibrilator, ECG
1 | Item Number: RT2-05-004
2 | Item Name : Defibrilator, ECG
3 | Suppliers' Name | BEM Medical (Pty) Ltd (Offer 1) | Class Three Medical Solutions(Pty) Ltd (Offer 1) | Stat-Tiakeni Medical (Pty) Ltd (Offer 1) | Respiratory Care Africa (Pty) Ltd Offer 1) | Respiratory Care Africa (Pty) Ltd Offer 2)
3.1 | Make/Brand | Ambulanc | Comen | Zoll | Mindray D20 | Mindray D30
3.2 | Model | i6 | S5 | M2 100A | MDRD20RT2-1 | MDRD30RT2-1
3.3 | Country of Origin | China | China | America | China | China
3.4 | Lead time | 4 to 6 Weeks | 90 Days | 42 - 56 days | 45 Days | 45 Days
4 | A starter-pack of consumables must be supplied with the unit: | Qty
3.1 | 3-Lead ECG patient cable (x1) | Each | Each | Each | Each | Each
3.2 | ECG electrodes (25/Pack) | Pack of 25 | Pack of 25 | Pack of 25 | Pack of 25 | Pack of 25
3.3 | AED pads (x2 pairs - Paeds & Adults) | 2 Pairs - Paeds & Adult | 2 Pairs - Paeds & Adult | 2 Pairs - Paeds & Adult | 2 Pairs - Paeds & Adult | 2 Pairs - Paeds & Adult
3.4 | Cable for AED pads (x1) | Each | Each | Each | Each | Each
3.5 | Electrode gel (x1: 250ml) | 250ml | 250ml | 250ml | 250ml | 250ml
3.6 | Printer paper (x 10 rolls) | 10 Rolls | 10 Rolls | 10 Rolls | 10 Rolls | 10 Rolls
5 | Warranty (2-year): Year 1 and Year 2
5.1 | Warranty Entails: A 2-year warranty against poor workmanship and latent defects and parts. This must be all inclusive and include, BUT NOT LIMITED TO, amongst others, ALL PARTS (including Batteries), Labour, Traveling and Accommodation. The 2-year warranty must also include all quality check, quality assurance requirements, Preventative/Corrective Maintenance/Calibrations, Software updates and upgrades to be included. This 2-year warranty will commence after formal Commissioning and handover of the equipment. |  | 24 Months | 24 Months | 24 Months | 24 Months
6 | Unit Price(Inclusive of VAT, Standard Accessories & Consumables, and 2-year Warranty) | 63800 | 90593.79 | 129452.29 | 87738 | 85364
7 | Post Warranty 5 Year Comprehensive Maintenance
| Year 3 | TBC | TBC | TBC | 3196 | 3196
| Year 4 | TBC | TBC | TBC | TBC | TBC
| Year 5 | TBC | TBC | TBC | 3491 | 3491
| Year 6 | TBC | TBC | TBC | TBC | TBC
| Year 7 | TBC | TBC | TBC | 3848 | 3848
| Total Maintenance Cost: | 0 | 0 | 0 | 10535 | 10535
Maintenance Entails: A Fully Comprehensive 5-year Preventative Maintenance/Service and Corrective Maintenance/Repair contract covering all equipment, hardware and software. This contract would cover, but not be limited to the following: ALL PARTS (including Batteries), labour, travelling, accommodation, service and repair. The 5-year Maintenance Plan must also include all quality check, quality assurance requirements, calibrations , Software updates and upgrades.This contract will commence after the 2-year warranty period has expired.
8 | Estimated Life-span | 10 Years | 10 Years | 10 - 12 Years | 10 Years | 10 Years
9 | Replacement Accessories & Consumables | Delivered Price | Delivered Price | Delivered Price | Delivered Price | Delivered Price
RT2-05-004a | Reusable external adult defibrillator paddles | 10764 | TBC | 14840.0463 | 9303 | 9303
RT2-05-004b | Reusable external paediatric defibrillator paddles | TBC | TBC | 14840.0463 | 9303 | 9303
RT2-05-004c | 3-Lead ECG patient cable (x1) | 592.02 | 3856.86 | 2836.0977 | 1246 | 1246
RT2-05-004d | 5-Lead ECG patient cable (x1) | 1130.22 | TBC | TBC | 1285 | 1285
RT2-05-004e | 5-Lead ECG patient cable (x1) | 1130.22 | TBC | TBC | 584 | 584
RT2-05-004f | ECG electrodes (25/Pack) | TBC | 423.4 | 192.7392 | 175 | 175
RT2-05-004g | AED pads (x2 pairs - Paeds & Adults) | 2152.8 | 5632.19 | 3314.277 | 4632 | 4632
RT2-05-004g (2) | AED pads (x2 pairs - Paeds & Adults) |  |  | 1657.1385
RT2-05-004g (3) | AED pads (x2 pairs - Paeds & Adults) |  |  | 1367.7969
RT2-05-004h | Cable for AED pads (x1) | 3767.4 | 5929.61 | 8013.62 | 7473 | 7473
RT2-05-004i | Electrode gel (x1: 250ml) | TBC | 91.52 | 206.1118 | 467 | 467
RT2-05-004j | Printer paper (x 10 rolls) | TBC | 882.1 | TBC | 350 | 350
RT2-05-004k | SpO2 sensor | 538.2 | 1448.02 | 2339.3222 | 935 | 935
RT2-05-004k (2) | SpO2 sensor |  |  | 2701.7524
RT2-05-004l | SpO2 cable | 780.39 | 1132.49 | 2602.9441 | 499 | 499
RT2-05-004m | BP hose | 430.56 | 979.27 | 783.7 | 390 | 390
RT2-05-004n | BP cuff (Adult) | 279.86 | 155.23 | 1340.4409 | 253 | 253
RT2-05-004o | Dedicated trolley | 6458.4 | 7013.78 | TBC | 16815 | 16815
RT2-05-004p | Internal paddles | 17222.4 | TBC | TBC | 21018 | 21018
RT2-05-004p (2) | Internal paddles |  |  | TBC
RT2-05-004p (3) | Internal paddles |  |  | 18124.452
RT2-05-004q | Rechargable battery | 4305.6 | TBC | TBC | 5955 | 5955
RT2-05-004q (2) | Rechargable battery |  |  | TBC
# | RT2-05-005: Defibrilator, ECG & Pacing
1 | Item Number: RT2-05-005
2 | Item Name : Defibrilator, ECG & Pacing
3 | Suppliers' Name | Respiratory Care Africa (Pty) Ltd (Offer 1) | Respiratory Care Africa (Pty) Ltd (Offer 2) | Respiratory Care Africa (Pty) Ltd (Offer 3) | Respiratory Care Africa (Pty) Ltd (Offer 4) | Class Three Medical Solution | Respiratory Care Africa (Pty) Ltd (Offer 5) | Respiratory Care Africa (Pty) Ltd (Offer 6) | Stat Tiakeni Medical (Pty) Ltd (Offer 1) | Stat Tiakeni Medical (Pty) Ltd (offer 3) | Stat Tiakeni Medical (Pty) Ltd (Offer 4) | Stat Tiakeni Medical (Pty) Ltd (Offer 5)
3.1 | Make/Brand | Mindray D20 ECG&Pacing | Mindray D30 ECG&Pacing | Mindray D30 NIBP&SPO2 | Mindray D30 NIBP&SPO2 | COMEN | Mindray D60 EMS ALS | Mindray D60 EMS ALS POCUS | Zoll
3.2 | Model | MDRD20RT2-2 | MDRD30RT2-2 | MDRD20RT2-3 | MDRD30RT2-3 | S5 | MDRD60RT2-1 | MDRD60RT2-2 | M2 150A
3.3 | Country of Origin | China | China | China | China | China | China | China | America
3.4 | Lead time | 45 Days | 45 Days | 45 Days | 45 Days | 90 Days | 45 Days | 45 Days | 42 - 56 days
4 | A starter-pack of consumables must be supplied with the unit: | Qty | Qty | Qty | Qty | Qty | Qty | Qty | Qty | Qty | Qty | Qty
4.1 | 3-Lead ECG patient cable (x1) | Each | Each | Each | Each | Each | Each | Each | Each | Each | Each | Each
4.2 | ECG electrodes (25/pack) | Pack of 25 | Pack of 25 | Pack of 25 | Pack of 25 | Pack of 25 | Pack of 25 | Pack of 25 | Pack of 25 | Pack of 25 | Pack of 25 | Pack of 25
4.3 | AED pads (x2 pairs- Paeds & Adults) | x 2 Pairs (Paeds & Adults) | x 2 Pairs (Paeds & Adults) | x 2 Pairs (Paeds & Adults) | x 2 Pairs (Paeds & Adults) | x 2 Pairs (Paeds & Adults) | x 2 Pairs (Paeds & Adults) | x 2 Pairs (Paeds & Adults) | x 2 Pairs (Paeds & Adults) | x 2 Pairs (Paeds & Adults) | x 2 Pairs (Paeds & Adults) | x 2 Pairs (Paeds & Adults)
4.4 | Cable for AED pads (x1) | Each | Each | Each | Each | Each | Each | Each | Each | Each | Each | Each
4.5 | Pacing electrodes | Each | Each | Each | Each | Each | Each | Each | Each | Each | Each | Each
4.6 | Pacing cable | Each | Each | Each | Each | Each | Each | Each | Each | Each | Each | Each
4.7 | Electrode gel (x1: 250ml) | Each (250ml) | Each (250ml) | Each (250ml) | Each (250ml) | Each (250ml) | Each (250ml) | Each (250ml) | Each (250ml) | Each (250ml) | Each (250ml) | Each (250ml)
4.8 | Printer paper (x 10 rolls) | Pack of 10 rolls | Pack of 10 rolls | Pack of 10 rolls | Pack of 10 rolls | Pack of 10 rolls | Pack of 10 rolls | Pack of 10 rolls | Pack of 10 rolls | Pack of 10 rolls | Pack of 10 rolls | Pack of 10 rolls
5 | Warranty (2-year): Year 1 and Year 2
5.1 | Warranty Entails: A 2-year warranty against poor workmanship and latent defects and parts. This must be all inclusive and include, BUT NOT LIMITED TO, amongst others, ALL PARTS (including Batteries), Labour, Traveling and Accommodation. The 2-year warranty must also include all quality check, quality assurance requirements, Preventative/Corrective Maintenance/Calibrations, Software updates and upgrades to be included. This 2-year warranty will commence after formal Commissioning and handover of the equipment. | 24 Months | 24 Months | 24 Months | 24 Months | 24 Months | 24 Months | 24 Months | 24 Months | 24 Months | 24 Months | 24 Months
6 | Unit Price(Inclusive of VAT, Standard Accessories & Consumables, and 2-year Warranty) | 90331 | 88131 | 103178 | 100369 | 95651.77 | 247356 | 454616 | 134398.97 | 154185.7 | 185514.69 | 292366.88
7 | Post Warranty 5 Year Comprehensive Maintenance
| Year 3 | 3249 | 3254 | 3511 | 3511 | TBC | 3929 | 4189 | TBC | TBC | TBC | TBC
| Year 4 | TBC | TBC | TBC | TBC | TBC | TBC | TBC | 3118.97 | 4233.5 | 4233.5 | 4233.5
| Year 5 | 3544 | 3549 | 3806 | 3806 | TBC | 4225 | 4484 | 3274.92 | 4445.18 | 4445.18 | 4445.18
| Year 6 | TBC | TBC | TBC | TBC | TBC | TBC | TBC | TBC | TBC | TBC | TBC
| Year 7 | 3901 | 3906 | 4163 | 4163 | TBC | 4582 | 4841 | 3621.58 | 4911.78 | 4911.78 | 4911.78
| Total Maintenance Cost: | 10694 | 10709 | 11480 | 11480 | 0 | 12736 | 13514 | 10015.47 | 13590.46 | 13590.46 | 13590.46
Maintenance Entails: A Fully Comprehensive 5-year Preventative Maintenance/Service and Corrective Maintenance/Repair contract covering all equipment, hardware and software. This contract would cover, but not be limited to the following: ALL PARTS (including Batteries), labour, travelling, accommodation, service and repair. The 5-year Maintenance Plan must also include all quality check, quality assurance requirements, calibrations , Software updates and upgrades.This contract will commence after the 2-year warranty period has expired.
8 | Estimated Life-span | 10 Years | 10 Years | 10 Years | 10 Years | 10 Years | 10 Years | 10 Years | 10 Years | 10 Years | 10 Years | 10 Years
9 | Replacement Accessories & Consumables | Delivered Price | Delivered Price | Delivered Price | Delivered Price | Delivered Price | Delivered Price | Delivered Price | Delivered Price | Delivered Price | Delivered Price | Delivered Price
RT2-05-005a | Reusable external adult defibrillator paddles | TBC | 9303 | 9303 | 9303 | 9303 | 9303 | 9303 | 14840.0463 | 14840.0463 | 14840.0463 | 14840.0463
RT2-05-005b | Reusable external paediatric defibrillator paddles | TBC | 9303 | 9303 | 9303 | 9303 | 9303 | 9303 | 14840.0463 | 14840.0463 | 14840.0463 | 14840.0463
RT2-05-005c | 3-Lead ECG patient cable (x1) | 3856.86 | 1246 | 1246 | 1246 | 1246 | 1246 | 1246 | 2836.0977 | 2836.0977 | 2836.0977 | 2836.0977
RT2-05-005d | 5-Lead ECG patient cable (x1) | 4442.7 | 1285 | 1285 | 1285 | 1285 | 1285 | 1285 | 3462.6775 | 3462.6775 | 3462.6775 | 3462.6775
RT2-05-005e | 5-Lead ECG patient cable (x1) | 4442.7 | 584 | 584 | 584 | 584 | 584 | 584 | 3462.6775 | 3462.6775 | 3462.6775 | 3462.6775
RT2-05-005f | ECG electrodes (25/Pack) | 423.4 | 175 | 175 | 175 | 175 | 175 | 175 | 192.74 | 192.74 | 192.74 | 192.74
RT2-05-005g | AED pads (x2 pairs - Paeds & Adults) | 5632.19 | 4632 | 4632 | 4632 | 4632 | 4632 | 4632 | 3314.277 | 3314.277 | 3314.277 | 3314.277
RT2-05-005g | AED pads (x2 pairs - Paeds & Adults) | [7 empty] | 1657.1385 | 1657.1385 | 1367.7969 | 1367.7969
RT2-05-005g | AED pads (x2 pairs - Paeds & Adults) | [7 empty] | 1367.7969 | 1367.7969 | TBC | TBC
RT2-05-005h | Cable for AED pads (x1) | TBC | TBC | TBC | TBC | TBC | TBC | TBC | TBC | TBC | TBC | TBC
RT2-05-005i | Electrode gel (x1: 250ml) | 91.52 | 467 | 467 | 467 | 467 | 467 | 467 | 206.1118 | 206.1118 | 1680 | 1680
RT2-05-005j | Printer paper (x 10 rolls) | 882.1 | 350 | 350 | 350 | 350 | 350 | 350 | TBC | TBC | TBC | TBC
RT2-05-005k | SpO2 sensor | 1448.02 | 935 | 935 | 935 | 935 | 935 | 935 | TBC | TBC | TBC | TBC
RT2-05-005k | SpO2 sensor (Peads) | [7 empty] | TBC | TBC | TBC | TBC
RT2-05-005l | SpO2 cable | 1132.49 | 499 | 499 | 499 | 499 | 499 | 499 | 2602.9441 | 2602.9441 | 783.7 | 783.7
RT2-05-005m | BP hose | 979.27 | 390 | 390 | 390 | 390 | 390 | 390 | 783.7 | 783.7 | 1340.4409 | 1340.4409
RT2-05-005n | BP cuff (Adult) | 155.23 | 253 | 253 | 253 | 253 | 253 | 253 | 1340.4409 | 1340.4409 | TBC | TBC
RT2-05-005o | Dedicated trolley | 7013.78 | 16815 | 16815 | 16815 | 16815 | 16815 | 16815 | 24178.4398 | 24178.4398 | TBC | TBC
RT2-05-005p | Internal paddles | TBC | 21018 | 21018 | 21018 | 21018 | 21018 | 21018 | TBC | TBC | TBC | TBC
RT2-05-005p | Internal paddles | [7 empty] | TBC | TBC | 18124.452 | 18124.452
RT2-05-005p | Internal paddles | [7 empty] | 18124.452 | 18124.452 | 16413.5623 | 16413.5623
RT2-05-005q | Rechargable battery | TBC | 5955 | 5955 | 5955 | 5955 | 5955 | 5955 | 16413.5623 | 16413.5623 | TBC | TBC
RT2-05-005q | Rechargable battery | [7 empty] | TBC | TBC
# | RT2-05-006: ECG Machine, 12-lead
1 | Item Number: RT2-05-006
2 | Item Name : ECG Machine, 12-lead
3 | Suppliers' Name | Ecomed Medical (Pty) Ltd | Class Three Medical Solution (Offer 1) | Medicare Hospital Equipment (Pty) Ltd (Offer 1) | Respiratory Care Africa (Pty) Ltd (Offer 1) | Philips Commersial SA (Offer 1) | Respiratory Care Africa (Pty) Ltd (Offer 2)
3.1 | Make/Brand | Bioligh+C162:H165t | ZONCARE | Edan | Mindray R12 | Philips | Mindray R700
3.2 | Model | E65 | IMAC120 | SE-1201 PRO | MDRR12RT2 | 860437 | MDRR700RT2
3.3 | Country of Origin | China | China | China | China | Germany | China
3.4 | Lead time | 56 Days | 90 Days | 56 Days | 45 Days | 56 Days | 45 Days
4 | A starter-pack of consumables must be supplied with the unit: | Qty | Qty | Qty | Qty | Qty | Qty
4.1 | ECG cable with adaptor clips | Each | Each | Each | Each | Each | Each
4.2 | ECG electrodes (25/Pack) | Pack of 25 | Pack of 25 | Pack of 25 | Pack of 25 | Pack of 25 | Pack of 25
4.3 | Printing paper (x5) | Pack of 5 | Pack of 5 | Pack of 5 | Pack of 5 | Pack of 5 | Pack of 5
4.4 | Dedicated trolley | Each | Each | Each | Each | Each | Each
5 | Warranty (2-year): Year 1 and Year 2
5.1 | Warranty Entails: A 2-year warranty against poor workmanship and latent defects and parts. This must be all inclusive and include, BUT NOT LIMITED TO, amongst others, ALL PARTS (including Batteries), Labour, Traveling and Accommodation. The 2-year warranty must also include all quality check, quality assurance requirements, Preventative/Corrective Maintenance/Calibrations, Software updates and upgrades to be included. This 2-year warranty will commence after formal Commissioning and handover of the equipment. | 24 Months | 24 Months | 24 Months | 24 Months | 24 Months | 24 Months
6 | Unit Price(Inclusive of VAT, Standard Accessories & Consumables, and 2-year Warranty) | 30602.65 | 33586.29 | 57552.76 | 45000 | 56993 | 46748
7 | Post Warranty 5 Year Comprehensive Maintenance
| Year 3 | 0 | 0 | 0 | 6514 | 0 | 6546
| Year 4 | 0 | 0 | 0 | 2466 | 0 | 2526
| Year 5 | 0 | 0 | 0 | 2620 | 0 | 2680
| Year 6 | 0 | 0 | 0 | 6979 | 0 | 7011
| Year 7 | 0 | 0 | 0 | 2977 | 0 | 3038
Total Maintenance Cost:
Maintenance Entails: A Fully Comprehensive 5-year Preventative Maintenance/Service and Corrective Maintenance/Repair contract covering all equipment, hardware and software. This contract would cover, but not be limited to the following: ALL PARTS (including Batteries), labour, travelling, accommodation, service and repair. The 5-year Maintenance Plan must also include all quality check, quality assurance requirements, calibrations , Software updates and upgrades.This contract will commence after the 2-year warranty period has expired.
8 | Estimated Life-span | 10 Years | 10 Years | 5 Years | 10 Years | 10 Years | 10 Years
9 | Replacement Accessories & Consumables | Delivered Price | Delivered Price | Delivered Price | Delivered Price | Delivered Price | Delivered Price
RT2-05-006a | ECG cable with adaptor clips | 1023.5 | TBC | 1834.21 | TBC | TBC | 2841
RT2-05-006b | ECG electrodes (25/Pack) | 155.25 | 423.4 | 545.44 | 175 | TBC | 175
RT2-05-006c | Printing paper (x5) | TBC | TBC | TBC | TBC | TBC | TBC
RT2-05-006d | Dedicated trolley | 6137.55 | 7013.78 | TBC | 5488 | TBC | 5488
RT2-05-006e | Rechargable battery | 3274.05 | 2571.4 | TBC | 5800 | 3386.97 | 5800
# | RT2-05-007: Ecmo Machine
1 | Item Number: RT2-05-007
2 | Item Name : Ecmo Machine
3 | Suppliers' Name | Surgical Innovations (Pty) Ltd (Offer 1) | Surgical Innovations (Pty) Ltd (Offer 2)
3.1 | Make/Brand | Getinge MaquetCARDIOHELPi | Getinge MaquetROTAFLOW II
3.2 | Model | 701048012 | 701074178
3.3 | Country of Origin | Germany | Germany
3.4 | Lead time | 7 - 42 Days | 7 - 42 Days
4 | A starter-pack of consumables must be supplied with the unit: | Qty | Qty
4.1 | Mobile stand/cart with at least 4 castors and 2 fitted with brakes. Stand to include a height adjustable infusion pole and a retractable drawer for accessories | Each | Each
4.2 | Disposable Insertion kits (pack of 5) | Pack of 5 | Pack of 5
4.3 | Guidewires of different lengths to be part of each insertion kit to fulfil requirements of both arterial and venous cannulation | Kit | Kit
4.4 | Multi-step dilators to be part of each insertion kit | Kit | Kit
4.5 | Puncture needle as a component of the insertion kit | Kit | Kit
4.6 | A scalpel and syringe to be part of each insertion kit | Kit | Kit
5 | Warranty (2-year): Year 1 and Year 2
5.1 | Warranty Entails: A 2-year warranty against poor workmanship and latent defects and parts. This must be all inclusive and include, BUT NOT LIMITED TO, amongst others, ALL PARTS (including Batteries), Labour, Traveling and Accommodation. The 2-year warranty must also include all quality check, quality assurance requirements, Preventative/Corrective Maintenance/Calibrations, Software updates and upgrades to be included. This 2-year warranty will commence after formal Commissioning and handover of the equipment. | 24 Months | 24 Months
6 | Unit Price(Inclusive of VAT, Standard Accessories & Consumables, and 2-year Warranty) | 1825152.89 | 1685631.19
7 | Post Warranty 5 Year Comprehensive Maintenance
| Year 3 | TBC | TBC
| Year 4 | TBC | TBC
| Year 5 | TBC | TBC
| Year 6 | TBC | TBC
| Year 7 | TBC | TBC
| Total Maintenance Cost: | 0 | 0
Maintenance Entails: A Fully Comprehensive 5-year Preventative Maintenance/Service and Corrective Maintenance/Repair contract covering all equipment, hardware and software. This contract would cover, but not be limited to the following: ALL PARTS (including Batteries), labour, travelling, accommodation, service and repair. The 5-year Maintenance Plan must also include all quality check, quality assurance requirements, calibrations , Software updates and upgrades.This contract will commence after the 2-year warranty period has expired.
8 | Estimated Life-span | 8 - 12 Years | 8 - 12 Years
9 | Replacement Accessories & Consumables | Delivered Price | Delivered Price
RT2-05-007a | Gas exchanger with diffusion membrane | N/A | N/A
RT2-05-007b | Heat exchanger | 270740.76 | 270740.76
RT2-05-007c | Low-trauma centrifugal pump | 7852.83 | 78192.91
RT2-05-007e | Disposable Insertion kits (Multi-step dilators, Puncture needle, scalpel and syringe) PIK DILATOR Set | 872.54 | 872.54
RT2-05-007e | Disposable Insertion kits (Multi-step dilators, Puncture needle, scalpel and syringe) PIK100 | 1919.58 | 1919.58
RT2-05-007e | Disposable Insertion kits (Multi-step dilators, Puncture needle, scalpel and syringe) PIK150 | 1919.58 | 1919.58
RT2-05-007f | Cannulae of various sizes: outside diameters PAS1515 (from 15 to 29Fr) and lengths (from 15 to 55 cm) | 6107.75 | 6107.75
RT2-05-007f | Cannulae of various sizes: outside diameters PAS1715 (from 15 to 29Fr) and lengths (from 15 to 55 cm) | 6107.75 | 6107.75
RT2-05-007f | Cannulae of various sizes: outside diameters PAS1915 (from 15 to 29Fr) and lengths (from 15 to 55 cm) | 6107.75 | 6107.75
RT2-05-007f | Cannulae of various sizes: outside diameters PAS2115 (from 15 to 29Fr) and lengths (from 15 to 55 cm) | 6107.75 | 6107.75
RT2-05-007f | Cannulae of various sizes: outside diameters PAS2315 (from 15 to 29Fr) and lengths (from 15 to 55 cm) | 6107.75 | 6107.75
RT2-05-007f | Cannulae of various sizes: outside diameters PAL1523 (from 15 to 29Fr) and lengths (from 15 to 55 cm) | 6544.02 | 6544.02
RT2-05-007f | Cannulae of various sizes: outside diameters PAL1723 (from 15 to 29Fr) and lengths (from 15 to 55 cm) | 6544.02 | 6544.02
RT2-05-007f | Cannulae of various sizes: outside diameters PAL1923 (from 15 to 29Fr) and lengths (from 15 to 55 cm) | 6544.02 | 6544.02
RT2-05-007f | Cannulae of various sizes: outside diameters PAL2323 (from 15 to 29Fr) and lengths (from 15 to 55 cm) | 6544.02 | 6544.02
RT2-05-007f | Cannulae of various sizes: outside diameters PAL2123 (from 15 to 29Fr) and lengths (from 15 to 55 cm) | 6544.03 | 6544.03
RT2-05-007f | Cannulae of various sizes: outside diameters PAS1515 (from 15 to 29Fr) and lengths (from 15 to 55 cm) | 7634.69 | 7634.69
RT2-05-007f | Cannulae of various sizes: outside diameters PAS1715 (from 15 to 29Fr) and lengths (from 15 to 55 cm) | 7634.69 | 7634.69
RT2-05-007f | Cannulae of various sizes: outside diameters PAS1915 (from 15 to 29Fr) and lengths (from 15 to 55 cm) | 7634.69 | 7634.69
RT2-05-007f | Cannulae of various sizes: outside diameters PAS2115 (from 15 to 29Fr) and lengths (from 15 to 55 cm) | 7634.69 | 7634.69
RT2-05-007f | Cannulae of various sizes: outside diameters PAS2315 (from 15 to 29Fr) and lengths (from 15 to 55 cm) | 7634.69 | 7634.69
RT2-05-007f | Cannulae of various sizes: outside diameters PAL1523 (from 15 to 29Fr) and lengths (from 15 to 55 cm) | 8070.96 | 8070.96
RT2-05-007f | Cannulae of various sizes: outside diameters PAL1723 (from 15 to 29Fr) and lengths (from 15 to 55 cm) | 8070.96 | 8070.96
RT2-05-007f | Cannulae of various sizes: outside diameters PAL1923 (from 15 to 29Fr) and lengths (from 15 to 55 cm) | 8070.96 | 8070.96
RT2-05-007f | Cannulae of various sizes: outside diameters PAL2123 (from 15 to 29Fr) and lengths (from 15 to 55 cm) | 8070.96 | 8070.96
RT2-05-007f | Cannulae of various sizes: outside diameters PAL2323 (from 15 to 29Fr) and lengths (from 15 to 55 cm) | 8070.96 | 8070.96
RT2-05-007f | Cannulae of various sizes: outside diameters PVS2338 (from 15 to 29Fr) and lengths (from 15 to 55 cm) | 8463.6 | 8463.6
RT2-05-007f | Cannulae of various sizes: outside diameters PVS1938 (from 15 to 29Fr) and lengths (from 15 to 55 cm) | 8507.23 | 8507.23
RT2-05-007f | Cannulae of various sizes: outside diameters PVS2138 (from 15 to 29Fr) and lengths (from 15 to 55 cm) | 8507.23 | 8507.23
RT2-05-007f | Cannulae of various sizes: outside diameters PVS2538 (from 15 to 29Fr) and lengths (from 15 to 55 cm) | 8507.23 | 8507.23
RT2-05-007f | Cannulae of various sizes: outside diameters PVL2155 (from 15 to 29Fr) and lengths (from 15 to 55 cm) | 9597.9 | 9597.9
RT2-05-007f | Cannulae of various sizes: outside diameters PVL2355 (from 15 to 29Fr) and lengths (from 15 to 55 cm) | 9597.9 | 9597.9
RT2-05-007f | Cannulae of various sizes: outside diameters PVL2555 (from 15 to 29Fr) and lengths (from 15 to 55 cm) | 10034.17 | 10034.17
RT2-05-007f | Cannulae of various sizes: outside diameters PVS1938 (from 15 to 29Fr) and lengths (from 15 to 55 cm) | 10034.17 | 10034.17
RT2-05-007f | Cannulae of various sizes: outside diameters PVS2138 (from 15 to 29Fr) and lengths (from 15 to 55 cm) | 10034.17 | 10034.17
RT2-05-007f | Cannulae of various sizes: outside diameters PVS2338 (from 15 to 29Fr) and lengths (from 15 to 55 cm) | 10034.17 | 10034.17
RT2-05-007f | Cannulae of various sizes: outside diameters PVS2538 (from 15 to 29Fr) and lengths (from 15 to 55 cm) | 10034.17 | 10034.17
RT2-05-007f | Cannulae of various sizes: outside diameters PVL2955 (from 15 to 29Fr) and lengths (from 15 to 55 cm) | 10252.3 | 10252.3
RT2-05-007f | Cannulae of various sizes: outside diameters PVL2155 (from 15 to 29Fr) and lengths (from 15 to 55 cm) | 11561.11 | 11561.11
RT2-05-007f | Cannulae of various sizes: outside diameters PVL2355 (from 15 to 29Fr) and lengths (from 15 to 55 cm) | 11561.11 | 11561.11
RT2-05-007f | Cannulae of various sizes: outside diameters VLP2555 (from 15 to 29Fr) and lengths (from 15 to 55 cm) | 11561.11 | 11561.11
RT2-05-007f | Cannulae of various sizes: outside diameters PVL2955 (from 15 to 29Fr) and lengths (from 15 to 55 cm) | 11561.11 | 11561.11
RT2-05-007f | Cannulae of various sizes: outside diameters PAS1315 (from 15 to 29Fr) and lengths (from 15 to 55 cm) | 11997.38 | 11997.38
RT2-05-007g | Guidewires of different lengths | 1745.07 | 1745.07
RT2-05-007g | Guidewires of different lengths | 1745.07 | 1745.07
RT2-05-007h | Heart lung Set | 136770.075 | 93797.66
RT2-05-007h | Heart lung Set | 136770.075
# | RT2-05-008: Examination Light, LED, Mobile
1 | Item Number: RT2-05-008
2 | Item Name :Examination Light, LED, Mobile
3 | Suppliers' Name | Marcus Medical (Pty) Ltd (Offer 1) | Tara Healthcare (Pty) Ltd (Offer 1) | Duromed CC (Offer 1) | Ecomed Medical (Pty) Ltd (Offer 1) | Duromed CC (Offer 2) | Respiratory Care Africa (Pty) Ltd (Offer 1) | Mbuso medical supplies (Offer 1) | Dräger South Africa (Pty) Ltd (Offer 1) | Medhold Medical (Offer 1) | Medhold Medical (Offer 2) | SafMed (Pty) Ltd (Offer 1)
3.1 | Make/Brand | SunLED | United Surgical | PANALEX | Keling | PANALEX | Mindray HYLED 200 | MPLENT | Dräger | Maquet | Maquet | STERIS Hexalux
3.2 | Model | SunLED 300M | USI LED 15M | PML30 MOBILE STRAIGHT ARM | KL01L,IILED MOBILE | PML30 MOBILE CURVED | MDRHYLED200M-2 | ZZ-A250L | Polaris 50 Mobile - G169054 | ARDLCA309009A-L40M | ARDLCA309004A-L50M | Hexalux Mobile
3.3 | Country of Origin | Taiwab | India | China | China | China | China | China | Switzerland | France | France | France
3.4 | Lead time | 120 Days | 21 Days | 7-84 Days | 84 Days | 7-84 Days | 45 Days | 30 Days | 84 days | 56 Days | 56 Days | 56-84 days
4 | Warranty (2-year): Year 1 and Year 2
4.1 | Warranty Entails: A 2-year warranty against poor workmanship and latent defects and parts. This must be all inclusive and include, BUT NOT LIMITED TO, amongst others, ALL PARTS (including Batteries), Labour, Traveling and Accommodation. The 2-year warranty must also include all quality check, quality assurance requirements, Preventative/Corrective Maintenance/Calibrations, Software updates and upgrades to be included. This 2-year warranty will commence after formal Commissioning and handover of the equipment. | 24 Months | 24 Months | 24 Months | 24 Months | 24 Months | 24 Months | 24 Months | 36 Months | 24 Months | 24 Months | 36 Months
5 | Unit Price(Inclusive of VAT, Standard Accessories & Consumables, and 2-year Warranty) | TBC | 22478 | 26450 | 27894.4 | 33062.5 | 33679 | 35569.46 | TBC | TBC | TBC | TBC
6 | Post Warranty 5 Year Comprehensive Maintenance
| Year 3 | 0 | 0 | 0 | 0 | 0 | 2093 | 2850 | TBC | TBC | TBC | TBC
| Year 4 | 0 | 0 | 0 | 0 | 0 | 2234 | 1710 | TBC | TBC | TBC | TBC
| Year 5 | 0 | 0 | 0 | 0 | 0 | 2388 | 1710 | TBC | TBC | TBC | TBC
| Year 6 | 0 | 0 | 0 | 0 | 0 | 2558 | 2850 | TBC | TBC | TBC | TBC
| Year 7 | 0 | 0 | 0 | 0 | 0 | 2745 | 1710 | TBC | TBC | TBC | TBC
| Total Maintenance Cost: | 0 | 0 | 0 | 0 | 0 | 12018 | 10830 | 0 | 0 | 0 | 0
Maintenance Entails: A Fully Comprehensive 5-year Preventative Maintenance/Service and Corrective Maintenance/Repair contract covering all equipment, hardware and software. This contract would cover, but not be limited to the following: ALL PARTS (including Batteries), labour, travelling, accommodation, service and repair. The 5-year Maintenance Plan must also include all quality check, quality assurance requirements, calibrations , Software updates and upgrades.This contract will commence after the 2-year warranty period has expired.
7 | Estimated Life-span | [10 empty] | 10 Years
8 | Replacement Accessories & Consumables | Delivered Price | Delivered Price | Delivered Price | Delivered Price | Delivered Price | Delivered Price | Delivered Price | Delivered Price | Delivered Price | Delivered Price | Delivered Price
RT2-05-008a | LED replacement | TBC | TBC | TBC | TBC | TBC | TBC | TBC | TBC | TBC | TBC | TBC
# | RT2-05-009: Examination Light, LED, Mobile with Battery
1 | Item Number: RT2-05-009
2 | Item Name :Examination Light, LED, Mobile with Battery
3 | Suppliers' Name | Ecomed Medical (Pty) Ltd (Offer 1) | Duromed CC (Offer 1) | Tara Healthcare (Pty) Ltd (Offer 1) | Duromed CC (Offer 2) | Mbuso Medical Supplies (Pty) Ltd (Offer 1 | Respiratory Care Africa (Pty) Ltd (Offer 1) | Marcus Medical (Pty) Ltd (Offer 1) | Respiratory Care Africa (Pty) Ltd (Offer 2) | SafMed (Pty) Ltd (Offer 1)
3.1 | Make/Brand | Keling | PANALEX | United Surgical | PANALEX | MPLENT | Mindray HYLED 200 Battery | SunLED | Mindray HYLED 600 Battery | STERIS Hexalux
3.2 | Model | KL01L,IILED With battery backup | PML 30 STRAIGHT ARM WITH BATTERY BACK UP | LED 15MB | PML 30 STRAIGHT ARM WITH BATTERY BACK UP | ZZ-A250L | MDRHYLED200M-1 | SunLED 300MB | MDRHYLED600M-1 | Hexalux Mobile WB
3.3 | Country of Origin | China | China | India | China | China | China | Taiwab | China | France
3.4 | Lead time | 84 Days | 7-84 Days | 21 Days | 7-84 Days | 30 Days | 45 Days | 120 Days | 45 Days | 56-84 days
4 | Warranty (2-year): Year 1 and Year 2
4.1 | Warranty Entails: A 2-year warranty against poor workmanship and latent defects and parts. This must be all inclusive and include, BUT NOT LIMITED TO, amongst others, ALL PARTS (including Batteries), Labour, Traveling and Accommodation. The 2-year warranty must also include all quality check, quality assurance requirements, Preventative/Corrective Maintenance/Calibrations, Software updates and upgrades to be included. This 2-year warranty will commence after formal Commissioning and handover of the equipment. | 24 Months
5 | Unit Price(Inclusive of VAT, Standard Accessories & Consumables, and 2-year Warranty) | 30005.8 | 35650 | 38745 | 41342.5 | 44071.12 | 44980 | 53216.93 | TBC | TBC
6 | Post Warranty 5 Year Comprehensive Maintenance
| Year 3 | 0 | 0 | 0 | 0 | 7600 | 8835 | 8784.39 | TBC | TBC
| Year 4 | 0 | 0 | 0 | 0 | 2280 | 2482 | 9223.61 | TBC | TBC
| Year 5 | 0 | 0 | 0 | 0 | 2280 | 2637 | 9684.79 | TBC | TBC
| Year 6 | 0 | 0 | 0 | 0 | 7600 | 9300 | 10169.03 | TBC | TBC
| Year 7 | 0 | 0 | 0 | 0 | 2280 | 2994 | 10677.48 | TBC | TBC
| Total Maintenance Cost: | 0 | 0 | 0 | 0 | 22040 | 26248 | 48539.3 | 0 | 0
Maintenance Entails: A Fully Comprehensive 5-year Preventative Maintenance/Service and Corrective Maintenance/Repair contract covering all equipment, hardware and software. This contract would cover, but not be limited to the following: ALL PARTS (including Batteries), labour, travelling, accommodation, service and repair. The 5-year Maintenance Plan must also include all quality check, quality assurance requirements, calibrations , Software updates and upgrades.This contract will commence after the 2-year warranty period has expired.
7 | Estimated Life-span | 10 Years | [7 empty] | 10 Years
8 | Replacement Accessories & Consumables | Delivered Price | Delivered Price | Delivered Price | Delivered Price | Delivered Price | Delivered Price | Delivered Price | Delivered Price | Delivered Price
RT2-05-009a | LED replacement | TBC | TBC | TBC | TBC | TBC | TBC | TBC | TBC | TBC
RT2-05-009b | Rechargable battery | TBC | 3300.5 | TBC | 3300.5 |  | TBC |  | TBC | TBC
# | RT2-05-010: Examination Light, LED, Wall-Mount
1 | Item Number: RT2-05-010
2 | Item Name :Examination Light, LED, Wall-Mount
3 | Suppliers' Name | Tara Healthcare (Pty) Ltd (Offer 1) | Ecomed Medical (Pty) Ltd (Offer 1) | Duromed CC (Offer 1) | Mbuso Medical Supplies (Pty) Ltd (Offer 1) | Dräger South Africa (Pty) Ltd (Offer 1) | Marcus Medical (Pty) Ltd (Offer 1) | SafMed (Pty) Ltd (Offer 1)
3.1 | Make/Brand | United Surgical | Keling | PANALEX | MPLENT | Dräger | SunLED | STERIS Hexalux
3.2 | Model | USI LED 15 | KL01L,IILED WALL MOUNT | PML 30 WALL | A250B | Polaris 50 Wall Mount - G16905 | SunLED 300W | Hexalux Wall Mounted
3.3 | Country of Origin | India | China | China | China | Switzerland | Taiwab | France
3.4 | Lead time | 21 Days | 84 Days | 7-84 Days | 30 Days | 84 Days | 120 Days | 56-84 Days
4 | Warranty (2-year): Year 1 and Year 2
4.1 | Warranty Entails: A 2-year warranty against poor workmanship and latent defects and parts. This must be all inclusive and include, BUT NOT LIMITED TO, amongst others, ALL PARTS (including Batteries), Labour, Traveling and Accommodation. The 2-year warranty must also include all quality check, quality assurance requirements, Preventative/Corrective Maintenance/Calibrations, Software updates and upgrades to be included. This 2-year warranty will commence after formal Commissioning and handover of the equipment. | 24 Months | 24 Months | 24 Months | 24 Months | 36 Months | 24 Months | 24 Months
5 | Unit Price(Inclusive of VAT, Standard Accessories & Consumables, and 2-year Warranty) | 22478 | 27439 | 34385 | 36828 | TBC | TBC | TBC
6 | Post Warranty 5 Year Comprehensive Maintenance
| Year 3 | 0 | 0 | 0 | 7600 | TBC | TBC | TBC
| Year 4 | 0 | 0 | 0 | 2280 | TBC | TBC | TBC
| Year 5 | 0 | 0 | 0 | 2280 | TBC | TBC | TBC
| Year 6 | 0 | 0 | 0 | 7600 | TBC | TBC | TBC
| Year 7 | 0 | 0 | 0 | 2280 | TBC | TBC | TBC
| Total Maintenance Cost: | 0 | 0 | 0 | 22040 | 0 | 0 | 0
Maintenance Entails: A Fully Comprehensive 5-year Preventative Maintenance/Service and Corrective Maintenance/Repair contract covering all equipment, hardware and software. This contract would cover, but not be limited to the following: ALL PARTS (including Batteries), labour, travelling, accommodation, service and repair. The 5-year Maintenance Plan must also include all quality check, quality assurance requirements, calibrations , Software updates and upgrades.This contract will commence after the 2-year warranty period has expired.
7 | Estimated Life-span
8 | Replacement Accessories & Consumables | Delivered Price | Delivered Price | Delivered Price | Delivered Price | Delivered Price | Delivered Price | Delivered Price
RT2-05-010a | LED replacement | TBC | TBC | TBC | TBC | TBC | TBC | TBC
# | RT2-05-011: Infusion Pump, Neo
1 | Item Number: RT2-05-011
2 | Item Name : Infusion Pump, Neo
3 | Suppliers' Name | Ecomed Medical (Pty) Ltd (Offer 1)
3.1 | Make/Brand | Mindray
3.2 | Model | eVP ex
3.3 | Country of Origin | China
3.4 | Lead time | 70 Days
4 | A starter-pack of consumables must be supplied with the unit: | Qty
4.1 | Clear fluids (Primary administration set) minimum 3 needle free access ports (100/box) | Box of 100
5 | Warranty (2-year): Year 1 and Year 2
5.1 | Warranty Entails: A 2-year warranty against poor workmanship and latent defects and parts. This must be all inclusive and include, BUT NOT LIMITED TO, amongst others, ALL PARTS (including Batteries), Labour, Traveling and Accommodation. The 2-year warranty must also include all quality check, quality assurance requirements, Preventative/Corrective Maintenance/Calibrations, Software updates and upgrades to be included. This 2-year warranty will commence after formal Commissioning and handover of the equipment. | 24 Months
6 | Unit Price(Inclusive of VAT, Standard Accessories & Consumables, and 2-year Warranty) | 18086.05
7 | Post Warranty 5 Year Comprehensive Maintenance
| Year 3 | 1399
| Year 4 | 1399
| Year 5 | 1399
| Year 6 | 1399
| Year 7 | 1399
| Total Maintenance Cost: | 6995
| Maintenance Entails: A Fully Comprehensive 5-year Preventative Maintenance/Service and Corrective Maintenance/Repair contract covering all equipment, hardware and software. This contract would cover, but not be limited to the following: ALL PARTS (including Batteries), labour, travelling, accommodation, service and repair. The 5-year Maintenance Plan must also include all quality check, quality assurance requirements, calibrations , Software updates and upgrades.This contract will commence after the 2-year warranty period has expired. | 24 Months
8 | Estimated Life-span | 10 Years
9 | Replacement Accessories & Consumables | Delivered Price
RT2-05-011a | Clear fluids (Primary administration set) minimum 3 needle free access ports (100/box) | 7956.85
RT2-05-011b | Blood administration sets (100/box) | 4432.1
RT2-05-011c | TPN sets (with filter) -100/box | 6243.35
RT2-05-011d | Light resistant (sensetive) sets (100/box) | 7571.6
RT2-05-011e | Low sorb sets (100/box) | 9297.75
RT2-05-011f | Burette sets (100/box) | 10244.2
RT2-05-011g | Secondary infusion sets (Rider/ Piggy bag set) - 100/box | 3520.15
RT2-05-011h | Triport/Tripot needle free access | 8639.95
RT2-05-011i | Dosing error software (UPGRADE) | 1957.3
RT2-05-011j | Capablity for labeling drug names for display on the pump (UPGRADE) | 1506.5
RT2-05-011k | Docking/stackable station - 4 slots/tiles/ports | 16976.3
RT2-05-011l | Docking/stackable station - 6 slots/tiles/ports | 23187.45
RT2-05-011m | Docking/stackable station - 8 slots/tiles/ports | 41404.6
RT2-05-011n | Rechargable battery | 2701.35
# | RT2-05-012: Infusion Pump, Paeds-Adult
1 | Item Number: RT2-05-012
2 | Item Name :Infusion Pump, Paeds-Adult
3 | Suppliers' Name | Ecomed Medical (Pty) Ltd (Offer 1) | Class Three Medical Solution (Pty) Ltd (Offer 1) | Class Three Medical Solution (Offer 2)
3.1 | Make/Brand | Mindray | COMEN | COMEN
3.2 | Model | eVP | ME600 | M500
3.3 | Country of Origin | China | China | China
3.4 | Lead time | 70 Days | 90 Days | 90 Days
4 | A starter-pack of consumables must be supplied with the unit: | Qty | Qty | Qty
4.1 | Clear fluids (Primary administration set) minimum 3 needle free access ports (100/box) | Box of 100 | Box of 100 | Box of 100
5 | Warranty (2-year): Year 1 and Year 2
5.1 | Warranty Entails: A 2-year warranty against poor workmanship and latent defects and parts. This must be all inclusive and include, BUT NOT LIMITED TO, amongst others, ALL PARTS (including Batteries), Labour, Traveling and Accommodation. The 2-year warranty must also include all quality check, quality assurance requirements, Preventative/Corrective Maintenance/Calibrations, Software updates and upgrades to be included. This 2-year warranty will commence after formal Commissioning and handover of the equipment. | 24 Months | 24 Months | 24 Months
6 | Unit Price(Inclusive of VAT, Standard Accessories & Consumables, and 2-year Warranty) | 15613.55 | 13361.51 | 19399.52
7 | Post Warranty 5 Year Comprehensive Maintenance
| Year 3 | 1399 | TBC | TBC
| Year 4 | 1399 | TBC | TBC
| Year 5 | 1399 | TBC | TBC
| Year 6 | 1399 | TBC | TBC
| Year 7 | 1399 | TBC | TBC
| Total Maintenance Cost: | 6995 | 0 | 0
Maintenance Entails: A Fully Comprehensive 5-year Preventative Maintenance/Service and Corrective Maintenance/Repair contract covering all equipment, hardware and software. This contract would cover, but not be limited to the following: ALL PARTS (including Batteries), labour, travelling, accommodation, service and repair. The 5-year Maintenance Plan must also include all quality check, quality assurance requirements, calibrations , Software updates and upgrades.This contract will commence after the 2-year warranty period has expired.
8 | Estimated Life-span | 10 Years | 10 Years | 10 Years
9 | Replacement Accessories & Consumables | Delivered Price | Delivered Price | Delivered Price
RT2-05-012a | Clear fluids (Primary administration set) minimum 3 needle free access ports (100/box) | 7956.85 | 6826.94 | 6826.94
RT2-05-012b | Blood administration sets (100/box) | 4432.1 | 3932.76 | 3932.76
RT2-05-012c | TPN sets (with filter) -100/box | 6243.35 | 4926.58 | 4926.58
RT2-05-012d | Light resistant (sensetive) sets (100/box) | 7571.6 | 5916.94 | 5916.94
RT2-05-012e | Low sorb sets (100/box) | 9297.75 | 3692.47 | 3692.47
RT2-05-012f | Burette sets (100/box) | 10244.2 | 6044.4 | 6044.4
RT2-05-012g | Secondary infusion sets (Rider/ Piggy bag set) - 100/box | 3520.15 | 1966.62 | 1966.62
RT2-05-012h | Triport/Tripot needle free access | 8639.95 | 5839.99 | 5839.99
RT2-05-012i | Dosing error software (UPGRADE) | 1957.3 | 5060.84 | 5060.84
RT2-05-012j | Capablity for labeling drug names for display on the pump (UPGRADE) | N/A | N/A | N/A
RT2-05-012k | Docking/stackable station - 4 slots/tiles/ports | 16976.3 | 32534.46 | 32534.46
RT2-05-012l | Docking/stackable station - 6 slots/tiles/ports | 23187.45 | 49294.19 | 49294.19
RT2-05-012m | Docking/stackable station - 8 slots/tiles/ports | 41404.6 | 57280.02 | 57280.02
RT2-05-012n | Rechargable battery | 2701.35 | 1657.67 | 1657.67
# | RT2-05-013: Monitor, Basic
1 | Item Number: RT2-05-013
2 | Item Name : Monitor, Basic
3 | Suppliers' Name | Supra Healthcare Johannesburg Pty Ltd (Offer 1) | Respiratory Care Africa (Pty) Ltd (Offer 1) | Ecomed Medical (Pty) Ltd (Offer 3) | Philips Pty) Ltd (Offer 1) | Medhold Medical (Pty) Ltd (Offer 1) | Philips (Pty) Ltd (Offer 2) | Tara Healthcare (Pty) Ltd (Offer 1) | Ecomed Medical (Pty) Ltd (Offer 4) | Supra Healthcare Johannesburg Pty Ltd (Offer 3) | Dräger South Africa (Pty) Ltd (Offer 1) | Philips (Pty) Ltd (Offer 3) | Mbuso Medical Supplies (Pty) Ltd (Offer 1)
3.1 | Make/Brand | Comen | Mindray UMEC 15 | Biolight | Philips | GE Healthcare | Philips | Emtel | Biolight | Comen | Dräger | Philips | VOTEM
3.2 | Model | N15 | MDRUMEC15-M | P15-BLT | CM150 | B125P | PM6500 | FX3000 | P15-Nellcor | K15 Pro | Dräger Vista 300 Model - 2601967 | MX550 | VM15
3.3 | Country of Origin | China | China | China | China | China | Germany | Poland | China | China | Germany | Germany | India
3.4 | Lead time | 21 days | 45 Days | 56 Days | 56 Days | 84 Days | 56 Days | 21 Days | 56 Days | 21 Days | 56-84 Days | 56 Days | 30 Days
4 | A starter-pack of consumables must be supplied with the unit: | Qty | Qty | Qty | Qty | Qty | Qty | Qty | Qty | Qty | Qty | Qty | Qty
4.1 | Neonatal Pack
4.1.1 | Neonatal NIBP hose | Each | Each | Each | Each | Each | Each | Each | Each | Each | Each | Each | Each
4.1.2 | Disposable neonate cuff - pack of 20 | Pack of 20 | Pack of 20 | Pack of 20 | Pack of 20 | Pack of 20 | Pack of 20 | Pack of 20 | Pack of 20 | Pack of 20 | Pack of 20 | Pack of 20 | Pack of 20
4.1.3 | Spo2 interface cable | Each | Each | Each | Each | Each | Each | Each | Each | Each | Each | Each | Each
4.1.4 | Finger wrap-around probe for neonates - Disposable pack of 20 | Pack of 20 | Pack of 20 | Pack of 20 | Pack of 20 | Pack of 20 | Pack of 20 | Pack of 20 | Pack of 20 | Pack of 20 | Pack of 20 | Pack of 20 | Pack of 20
4.1.5 | Ankle wrap-around probe for neonates - Disposable pack of 20 | Pack of 20 | Pack of 20 | Pack of 20 | Pack of 20 | Pack of 20 | Pack of 20 | Pack of 20 | Pack of 20 | Pack of 20 | Pack of 20 | Pack of 20 | Pack of 20
4.1.6 | Reusable temperature skin probe | Each | Each | Each | Each | Each | Each | Each | Each | Each | Each | Each | Each
4.1.7 | ECG interface cable | Each | Each | Each | Each | Each | Each | Each | Each | Each | Each | Each | Each
4.1.8 | Paediatric 3 lead ECG cable | Each | Each | Each | Each | Each | Each | Each | Each | Each | Each | Each | Each
AND/OR
4.2 | Paediatric Pack
4.2.1 | Adult/Paeds NIBP hose | Pack of 20 | Pack of 20 | Pack of 20 | Pack of 20 | Pack of 20 | Pack of 20 | Pack of 20 | Pack of 20 | Pack of 20 | Pack of 20 | Pack of 20 | Pack of 20
4.2.2 | Reusable latex-free paediatric cuff | Each | Each | Each | Each | Each | Each | Each | Each | Each | Each | Each | Each
4.2.3 | ECG interface cable | Each | Each | Each | Each | Each | Each | Each | Each | Each | Each | Each | Each
4.2.4 | Paediatric 3 lead ECG cable | Each | Each | Each | Each | Each | Each | Each | Each | Each | Each | Each | Each
4.2.5 | Spo2 interface cable | Each | Each | Each | Each | Each | Each | Each | Each | Each | Each | Each | Each
4.2.6 | Finger sensor for paeds | Each | Each | Each | Each | Each | Each | Each | Each | Each | Each | Each | Each
4.2.7 | Reusable Paeds temperature probe | Each | Each | Each | Each | Each | Each | Each | Each | Each | Each | Each | Each
AND/OR
4.3 | Adult Pack
4.3.1 | NIBP hose | Each | Each | Each | Each | Each | Each | Each | Each | Each | Each | Each | Each
4.3.2 | Reusable latex-free adult cuff | Each | Each | Each | Each | Each | Each | Each | Each | Each | Each | Each | Each
4.3.3 | Reusable latex-free obese cuff | Each | Each | Each | Each | Each | Each | Each | Each | Each | Each | Each | Each
4.3.4 | Spo2 interface cable | Each | Each | Each | Each | Each | Each | Each | Each | Each | Each | Each | Each
4.3.5 | Finger sensor for adults | Each | Each | Each | Each | Each | Each | Each | Each | Each | Each | Each | Each
4.3.6 | Adult 3 lead ECG cable | Each | Each | Each | Each | Each | Each | Each | Each | Each | Each | Each | Each
4.3.7 | ECG interface cable | Each | Each | Each | Each | Each | Each | Each | Each | Each | Each | Each | Each
4.3.8 | Reusable Adult temperature probe | Each | Each | Each | Each | Each | Each | Each | Each | Each | Each | Each | Each
AND
4.4 | Rechargeable Battery | Each | Each | Each | Each | Each | Each | Each | Each | Each | Each | Each | Each
4.5 | Wall bracket or Roll stand as per end-user requirement | Each | Each | Each | Each | Each | Each | Each | Each | Each | Each | Each | Each
5 | Warranty (2-year): Year 1 and Year 2
5.1 | Warranty Entails: A 2-year warranty against poor workmanship and latent defects and parts. This must be all inclusive and include, BUT NOT LIMITED TO, amongst others, ALL PARTS (including Batteries), Labour, Traveling and Accommodation. The 2-year warranty must also include all quality check, quality assurance requirements, Preventative/Corrective Maintenance/Calibrations, Software updates and upgrades to be included. This 2-year warranty will commence after formal Commissioning and handover of the equipment. | 24 Months | 24 Months | 24 Months | 24 Months | 24 Months | 24 Months | 24 Months | 24 Months | 24 Months | 36 Months | 24 Months | 24 Months
6 | Unit Price(Inclusive of VAT, Standard Accessories & Consumables, and 2-year Warranty) | 33692.64 | 33279 | 78616.3 | 75997 | 93316.8339 | 88039 | 97865 | 104204.95 | 94505.08 | 85158.29 | 118783 | 148341.6
7 | Post Warranty 5 Year Comprehensive Maintenance
| Year 3 | TBC | TBC | TBC | TBC | TBC | TBC | TBC | TBC | TBC | TBC | 0 | 0
| Year 4 | TBC | TBC | TBC | TBC | TBC | TBC | TBC | TBC | TBC | TBC | 0 | 0
| Year 5 | TBC | TBC | TBC | TBC | TBC | TBC | TBC | TBC | TBC | TBC | 0 | 0
| Year 6 | TBC | TBC | TBC | TBC | TBC | TBC | TBC | TBC | TBC | TBC | 0 | 0
| Year 7 | TBC | TBC | TBC | TBC | TBC | TBC | TBC | TBC | TBC | TBC | 0 | 0
| Total Maintenance Cost: | 0 | 0 | 0 | 0 | 0 | 0 | 0 | 0 | 0 | 0 | 0 | 0
Maintenance Entails: A Fully Comprehensive 5-year Preventative Maintenance/Service and Corrective Maintenance/Repair contract covering all equipment, hardware and software. This contract would cover, but not be limited to the following: ALL PARTS (including Batteries), labour, travelling, accommodation, service and repair. The 5-year Maintenance Plan must also include all quality check, quality assurance requirements, calibrations , Software updates and upgrades.This contract will commence after the 2-year warranty period has expired.
8 | Estimated Life-span | 10 Years | 10 Years | 10 Years | 10 Years | 10 Years | 10 Years | 10 Years | 10 Years | 10 Years | 10 Years | 10 Years | 10 Years
9 | Replacement Accessories & Consumables | Delivered Price | Delivered Price | Delivered Price | Delivered Price | Delivered Price | Delivered Price | Delivered Price | Delivered Price | Delivered Price | Delivered Price | Delivered Price | Delivered Price
RT2-05-013a | Paediatric 3 lead ECG cable | 911.82 | 740 | 1023.5 | TBC | 1628.4 | TBC | TBC | TBC | 911.82 | TBC | TBC | TBC
RT2-05-013b | Paediatric 5 lead ECG cable | 911.82 | 740 | 1023.5 | TBC | 1354.69 | TBC | TBC | TBC | 911.82 | TBC | TBC | TBC
RT2-05-013c | Adult 3 lead ECG cable | 911.82 | 740 | 1023.5 | TBC | 1628.4 | TBC | TBC | TBC | 911.82 | TBC | TBC | TBC
RT2-05-013d | Adult 5 lead ECG cable | 911.82 | 740 | 1023.5 | 663.0704 | TBC | 663.0704 | 663.0704 | 663.0704 | 911.82 | 663.0704 | 663.0704 | TBC
RT2-05-013d-1 | Adult 5 lead ECG cable |  |  |  |  | TBC
RT2-05-013e | ECG interface cable | 911.82 | 584 | 1023.5 | 813.86 | TBC | 813.86 | 813.86 | 813.86 | 911.82 | 813.86 | 813.86 | TBC
RT2-05-013e-1 | ECG interface cable |  |  |  |  | TBC
RT2-05-013f | Reusable latex-free paediatric cuff | 182.36 | 253 | 338.1 | 663.0704 | 422.47 | 663.0704 | 663.0704 | 663.0704 | 182.36 | 663.0704 | 663.0704 | 470
RT2-05-013f-1 | Reusable latex-free paediatric cuff |  |  |  |  | 469.4
RT2-05-013g | Reusable latex-free adult cuff | 182.36 | 253 | 338.1 | 900.8479 | 469.4 | 900.8479 | 900.8479 | 900.8479 | 182.36 | 900.8479 | 900.8479 | 470
RT2-05-013h | Reusable latex-free neonate cuff | 182.36 | 253 | 338.1 | 1275.8789 | 386.87 | 1275.8789 | 1275.8789 | 1275.8789 | 182.36 | 1275.8789 | 1275.8789 | 470
RT2-05-013i | Reusable latex-free obese cuff | 182.36 | 253 | 423.2 | 1295.2104 | 527.55 | 1295.2104 | 1295.2104 | 1295.2104 |  | 1295.2104 | 1295.2104 | 470
RT2-05-013i-1 | Reusable latex-free obese cuff |  |  |  |  | 657.16
RT2-05-013j | Adult/Paeds NIBP hose | TBC | TBC | TBC | TBC | TBC | TBC | TBC | TBC | TBC | TBC | TBC | TBC
RT2-05-013k | Neonatal NIBP hose | TBC | TBC | TBC | TBC | TBC | TBC | TBC | TBC | TBC | TBC | TBC | TBC
RT2-05-013l | Finger sensor for paeds | TBC | TBC | TBC | TBC | TBC | TBC | TBC | TBC | TBC | TBC | TBC | TBC
RT2-05-013m | Finger sensor for adults | TBC | TBC | TBC | TBC | TBC | TBC | TBC | TBC | TBC | TBC | TBC | TBC
RT2-05-013m-1 | Finger sensor for adults | TBC | TBC | TBC | TBC | TBC | TBC | TBC | TBC | TBC | TBC | TBC | TBC
RT2-05-013n | Finger wrap-around probe for neonates | TBC | TBC | TBC | TBC | TBC | TBC | TBC | TBC | TBC | TBC | TBC | TBC
RT2-05-013o | Ankle wrap-around probe for neonates | TBC | TBC | TBC | TBC | TBC | TBC | TBC | TBC | TBC | TBC | TBC | TBC
RT2-05-013p | Spo2 interface cable | TBC | TBC | TBC | TBC | TBC | TBC | TBC | TBC | TBC | TBC | TBC | TBC
RT2-05-013q | Reusable Adult temperature probe | TBC | TBC | TBC | TBC | TBC | TBC | TBC | TBC | TBC | TBC | TBC | TBC
RT2-05-013r | Reusable Paeds temperature probe | TBC | TBC | TBC | TBC | TBC | TBC | TBC | TBC | TBC | TBC | TBC | TBC
RT2-05-013s | Monitor Front bezel | TBC | TBC | TBC | TBC | TBC | TBC | TBC | TBC | TBC | TBC | TBC | TBC
RT2-05-013t | Rechargeable Battery | TBC | TBC | TBC | TBC | TBC | TBC | TBC | TBC | TBC | TBC | TBC | TBC
RT2-05-013u | NIBP pump module | TBC | TBC | TBC | TBC | TBC | TBC | TBC | TBC | TBC | TBC | TBC | TBC
RT2-05-013v | Wall bracket, height adjustable on which the monitor can be mounted. | TBC | TBC | TBC | TBC | TBC | TBC | TBC | TBC | TBC | TBC | TBC | TBC
RT2-05-013w | Roll stand | TBC | TBC | TBC | TBC | TBC | TBC | TBC | TBC | TBC | TBC | TBC | TBC
RT2-05-013x | Finger wrap-around probe for neonates - disposable | TBC | TBC | TBC | TBC | TBC | TBC | TBC | TBC | TBC | TBC | TBC | TBC
RT2-05-013y | Ankle wrap-around probe for neonates - disposable | TBC | TBC | TBC | TBC | TBC | TBC | TBC | TBC | TBC | TBC | TBC | TBC
RT2-05-013z | Disposable neonate cuff | TBC | TBC | TBC | TBC | TBC | TBC | TBC | TBC | TBC | TBC | TBC | TBC
RT2-05-013aa | Adult Esophageal/Rectal temperature probe | TBC | TBC | TBC | TBC | TBC | TBC | TBC | TBC | TBC | TBC | TBC | TBC
RT2-05-013ab | Paediatric Esophageal/Rectal temperature probe | TBC | TBC | TBC | TBC | TBC | TBC | TBC | TBC | TBC | TBC | TBC | TBC
# | RT2-05-014: Monitor, ICU
1 | Item Number: RT2-05-014
2 | Item Name : Monitor, ICU
3 | Suppliers' Name | Ecomed Medical (Pty) Ltd (Offer 3) | Ecomed Medical (Pty) Ltd (Offer 1) | Ecomed Medical (Pty) Ltd (Offer 4) | Class Three Medical Solution (Pty) Ltd (Offer 1) | Ecomed Medical (Pty) Ltd (Offer 2)
3.1 | Make/Brand | Biolight | Biolight | Biolight | COMEN | Biolight
3.2 | Model | P18-MPSBLT | P18-P1-BLT | P18-MPSNellcor | K18 Pro | P18-P1-Nellcor
3.3 | Country of Origin | China | China | China | China | China
3.4 | Lead time | 56 Days | 56 Days | 56 Days | 90 Days | 56 Days
4 | A starter-pack of consumables must be supplied with the unit: | Qty | Qty
4.1 | Neonatal Pack
4.1.1 | Neonatal NIBP hose | Each | Each | Each | Each | Each
4.1.2 | Disposable neonate cuff - pack of 20 | Pack of 20 | Pack of 20 | Pack of 20 | Pack of 20 | Pack of 20
4.1.3 | Spo2 interface cable | Each | Each | Each | Each | Each
4.1.4 | Finger wrap-around probe for neonates - Disposable pack of 20 | Pack of 20 | Pack of 20 | Pack of 20 | Pack of 20 | Pack of 20
4.1.5 | Ankle wrap-around probe for neonates - Disposable pack of 20 | Pack of 20 | Pack of 20 | Pack of 20 | Pack of 20 | Pack of 20
4.1.6 | Reusable temperature skin probe | Each | Each | Each | Each | Each
4.1.7 | ECG interface cable | Each | Each | Each | Each | Each
4.1.8 | Paediatric 3 lead ECG cable | Each | Each | Each | Each | Each
AND/OR
4.2 | Paediatric Pack
4.2.1 | Adult/Paeds NIBP hose | Pack of 20 | Pack of 20 | Pack of 20 | Pack of 20 | Pack of 20
4.2.2 | Reusable latex-free paediatric cuff | Each | Each | Each | Each | Each
4.2.3 | ECG interface cable | Each | Each | Each | Each | Each
4.2.4 | Paediatric 3 lead ECG cable | Each | Each | Each | Each | Each
4.2.5 | Spo2 interface cable | Each | Each | Each | Each | Each
4.2.6 | Finger sensor for paeds | Each | Each | Each | Each | Each
4.2.7 | Reusable Paeds temperature probe | Each | Each | Each | Each | Each
AND/OR
4.3 | Adult Pack
4.3.1 | NIBP hose | Each | Each | Each | Each | Each
4.3.2 | Reusable latex-free adult cuff | Each | Each | Each | Each | Each
4.3.3 | Reusable latex-free obese cuff | Each | Each | Each | Each | Each
4.3.4 | Spo2 interface cable | Each | Each | Each | Each | Each
4.3.5 | Finger sensor for adults | Each | Each | Each | Each | Each
4.3.6 | Adult 3 lead ECG cable | Each | Each | Each | Each | Each
4.3.7 | ECG interface cable | Each | Each | Each | Each | Each
4.3.8 | Reusable Adult temperature probe | Each | Each | Each | Each | Each
AND
4.4 | Rechargeable Battery | Each | Each | Each | Each | Each
4.5 | Wall bracket or Roll stand as per end-user requirement | Each | Each | Each | Each | Each
5 | Warranty (2-year): Year 1 and Year 2
5.1 | Warranty Entails: A 2-year warranty against poor workmanship and latent defects and parts. This must be all inclusive and include, BUT NOT LIMITED TO, amongst others, ALL PARTS (including Batteries), Labour, Traveling and Accommodation. The 2-year warranty must also include all quality check, quality assurance requirements, Preventative/Corrective Maintenance/Calibrations, Software updates and upgrades to be included. This 2-year warranty will commence after formal Commissioning and handover of the equipment. | 24 Months | 24 Months | 24 Months | 24 Months | 24 Months
6 | Unit Price(Inclusive of VAT, Standard Accessories & Consumables, and 2-year Warranty) | 104255.55 | 109034.95 | 126048.05 | 146507.77 | 154698
7 | Post Warranty 5 Year Comprehensive Maintenance
| Year 3 | N/A | N/A | N/A | N/A | N/A
| Year 4 | N/A | N/A | N/A | N/A | N/A
| Year 5 | N/A | N/A | N/A | N/A | N/A
| Year 6 | N/A | N/A | N/A | N/A | N/A
| Year 7 | N/A | N/A | N/A | N/A | N/A
| Total Maintenance Cost: | N/A | N/A | N/A | N/A | N/A
Maintenance Entails: A Fully Comprehensive 5-year Preventative Maintenance/Service and Corrective Maintenance/Repair contract covering all equipment, hardware and software. This contract would cover, but not be limited to the following: ALL PARTS (including Batteries), labour, travelling, accommodation, service and repair. The 5-year Maintenance Plan must also include all quality check, quality assurance requirements, calibrations , Software updates and upgrades.This contract will commence after the 2-year warranty period has expired.
8 | Estimated Life-span | 10 Years | 10 Years | 10 Years | 10 Years | 10 Years
9 | Replacement Accessories & Consumables | Delivered Price | Delivered Price | Delivered Price | Delivered Price | Delivered Price
RT2-05-014a | Paediatric 3 lead ECG cable | TBC | TBC | TBC | TBC | TBC
RT2-05-014b | Paediatric 5 lead ECG cable | TBC | TBC | TBC | TBC | TBC
RT2-05-014c | Adult 3 lead ECG cable | TBC | TBC | TBC | TBC | TBC
RT2-05-014d | Adult 5 lead ECG cable | TBC | TBC | TBC | TBC | TBC
RT2-05-014e | ECG interface cable | TBC | TBC | TBC | TBC | TBC
RT2-05-014f | Reusable latex-free paediatric cuff | TBC | TBC | TBC | TBC | TBC
RT2-05-014g | Reusable latex-free adult cuff | TBC | TBC | TBC | TBC | TBC
RT2-05-014h | Reusable latex-free neonate cuff | TBC | TBC | TBC | TBC | TBC
RT2-05-014i | Reusable latex-free obese cuff | TBC | TBC | TBC | TBC | TBC
RT2-05-014j | Adult/Paeds NIBP hose | TBC | TBC | TBC | TBC | TBC
RT2-05-014k | Neonatal NIBP hose | TBC | TBC | TBC | TBC | TBC
RT2-05-014l | Finger sensor for paeds | TBC | TBC | TBC | TBC | TBC
RT2-05-014m | Finger sensor for adults | TBC | TBC | TBC | TBC | TBC
RT2-05-014n | Finger wrap-around probe for neonates | TBC | TBC | TBC | TBC | TBC
RT2-05-014o | Ankle wrap-around probe for neonates | TBC | TBC | TBC | TBC | TBC
RT2-05-014p | Spo2 interface cable | TBC | TBC | TBC | TBC | TBC
RT2-05-014q | Reusable Adult temperature probe | TBC | TBC | TBC | TBC | TBC
RT2-05-014r | Reusable Paeds temperature probe | TBC | TBC | TBC | TBC | TBC
RT2-05-014s | Monitor Front bezel | TBC | TBC | TBC | TBC | TBC
RT2-05-014t | Rechargeable Battery | TBC | TBC | TBC | TBC | TBC
RT2-05-014u | NIBP pump module | TBC | TBC | TBC | TBC | TBC
RT2-05-014v | Wall bracket, height adjustable on which the monitor can be mounted. | TBC | TBC | TBC | TBC | TBC
RT2-05-014w | Roll stand | TBC | TBC | TBC | TBC | TBC
RT2-05-014x | EEG (UPGRADE) | TBC | TBC | TBC | TBC | TBC
RT2-05-014y | Intra-cranial pressure (UPGRADE) | TBC | TBC | TBC | TBC | TBC
RT2-05-014z | Cardiac output (UPGRADE) | TBC | TBC | TBC | TBC | TBC
RT2-05-014aa | CO2/EtCO2 (UPGRADE) | TBC | TBC | TBC | TBC | TBC
RT2-05-014ab | Built-in Printer (UPGRADE) | TBC | TBC | TBC | TBC | TBC
RT2-05-014ac | Apnea monitor for neonatal use (UPGRADE) | TBC | TBC | TBC | TBC | TBC
RT2-05-014ad | Invasive blood pressure cable | TBC | TBC | TBC | TBC | TBC
RT2-05-014ae | Invasive blood pressure tranceducer | TBC | TBC | TBC | TBC | TBC
RT2-05-014af | Finger wrap-around probe for neonates - disposable | TBC | TBC | TBC | TBC | TBC
RT2-05-014ag | Ankle wrap-around probe for neonates - disposable | TBC | TBC | TBC | TBC | TBC
RT2-05-014ah | Disposable neonate cuff | TBC | TBC | TBC | TBC | TBC
RT2-05-014ai | Adult Esophageal/Rectal temperature probe | TBC | TBC | TBC | TBC | TBC
RT2-05-014aj | Paediatric Esophageal/Rectal temperature probe | TBC | TBC | TBC | TBC | TBC
# | RT2-05-015: Monitor, ICU, with Transport Module
1 | Item Number: RT2-05-015
2 | Item Name : Monitor, ICU, with Transport Module
3 | Suppliers' Name | Ecomed Medical (Pty) Ltd (Offer 1) | Class Three Medical Solution (Pty) Ltd (Offer 3) | Ecomed Medical (Pty) Ltd (Offer 2) | Class Three Medical Solution (Pty) Ltd (Offer 1) | Philips (Pty) Ltd (Offer 1) | Medhold Medical (Pty) Ltd (Offer 1) | Medhold Medical (Pty) Ltd (Offer 2)
3.1 | Make/Brand | Biolight | COMEN | Biolight | COMEN | Philips | GE Healthcare | GE Healthcare
3.2 | Model | P18-P1-BLT | C90 | P18-P1-Nellcor | K18 Pro | MX750 | Canvas CS1 TruSigN/Al | Canvas CS1 Nellcor
3.3 | Country of Origin | China | China | China | China | Germany | Finland | Finland
3.4 | Lead time | 56 Days | 90 Days | 56 Days | 90 Days | 56 Days | 84 Days | 84 Days
4 | A starter-pack of consumables must be supplied with the unit: | Qty | Qty | Qty | Qty | Qty | Qty | Qty
4.1 | Neonatal Pack
4.1.1 | Neonatal NIBP hose | Each | Each | Each | Each | Each | Each | Each
4.1.2 | Reusable latex-free neonate cuff | Each | Each | Each | Each | Each | Each | Each
4.1.3 | Spo2 interface cable | Each | Each | Each | Each | Each | Each | Each
4.1.4 | Finger wrap-around probe for neonates | Each | Each | Each | Each | Each | Each | Each
4.1.5 | Ankle wrap-around probe for neonates | Each | Each | Each | Each | Each | Each | Each
4.1.6 | Reusable temperature skin probe | Each | Each | Each | Each | Each | Each | Each
4.1.7 | ECG interface cable | Each | Each | Each | Each | Each | Each | Each
4.1.8 | Paediatric 3 lead ECG cable | Each | Each | Each | Each | Each | Each | Each
AND/OR
4.2 | Paediatric Pack
4.2.1 | Adult/Paeds NIBP hose | Each | Each | Each | Each | Each | Each | Each
4.2.2 | Reusable latex-free paediatric cuff | Each | Each | Each | Each | Each | Each | Each
4.2.3 | ECG interface cable | Each | Each | Each | Each | Each | Each | Each
4.2.4 | Paediatric 3 lead ECG cable | Each | Each | Each | Each | Each | Each | Each
4.2.5 | Spo2 interface cable | Each | Each | Each | Each | Each | Each | Each
4.2.6 | Finger sensor for paeds | Each | Each | Each | Each | Each | Each | Each
4.2.7 | Reusable Paeds temperature probe | Each | Each | Each | Each | Each | Each | Each
AND/OR
4.3 | Adult Pack
4.3.1 | NIBP hose | Each | Each | Each | Each | Each | Each | Each
4.3.2 | Reusable latex-free adult cuff | Each | Each | Each | Each | Each | Each | Each
4.3.3 | Reusable latex-free obese cuff | Each | Each | Each | Each | Each | Each | Each
4.3.4 | Spo2 interface cable | Each | Each | Each | Each | Each | Each | Each
4.3.5 | Finger sensor for adults | Each | Each | Each | Each | Each | Each | Each
4.3.6 | Adult 3 lead ECG cable | Each | Each | Each | Each | Each | Each | Each
4.3.7 | ECG interface cable | Each | Each | Each | Each | Each | Each | Each
4.3.8 | Reusable Adult temperature probe | Each | Each | Each | Each | Each | Each | Each
AND
4.4 | Invasive blood pressure cable X2 | Two | Two | Two | Two | Two | Two | Two
4.5 | Invasive blood pressure tranceducers X2 | Two | Two | Two | Two | Two | Two | Two
4.6 | Rechargeable Battery | Each | Each | Each | Each | Each | Each | Each
4.7 | Wall bracket or Roll stand as per end-user requirement | Each | Each | Each | Each | Each | Each | Each
5 | Warranty (2-year): Year 1 and Year 2
5.1 | Warranty Entails: A 2-year warranty against poor workmanship and latent defects and parts. This must be all inclusive and include, BUT NOT LIMITED TO, amongst others, ALL PARTS (including Batteries), Labour, Traveling and Accommodation. The 2-year warranty must also include all quality check, quality assurance requirements, Preventative/Corrective Maintenance/Calibrations, Software updates and upgrades to be included. This 2-year warranty will commence after formal Commissioning and handover of the equipment. | 24 Months | 24 Months | 24 Months | 24 Months | 24 Months | 24 Months | 24 Months
6 | Unit Price(Inclusive of VAT, Standard Accessories & Consumables, and 2-year Warranty) | 112864.45 | 118317.65 | 132712.3 | 172356.78 | 222111 | 261598.3156 | 268727.0346
7 | Post Warranty 5 Year Comprehensive Maintenance
| Year 3 | N/A | N/A | N/A | N/A | N/A | N/A | N/A
| Year 4 | N/A | N/A | N/A | N/A | N/A | N/A | N/A
| Year 5 | N/A | N/A | N/A | N/A | N/A | N/A | N/A
| Year 6 | N/A | N/A | N/A | N/A | N/A | N/A | N/A
| Year 7 | N/A | N/A | N/A | N/A | N/A | N/A | N/A
| Total Maintenance Cost: | N/A | N/A | N/A | N/A | N/A | N/A | N/A
Maintenance Entails: A Fully Comprehensive 5-year Preventative Maintenance/Service and Corrective Maintenance/Repair contract covering all equipment, hardware and software. This contract would cover, but not be limited to the following: ALL PARTS (including Batteries), labour, travelling, accommodation, service and repair. The 5-year Maintenance Plan must also include all quality check, quality assurance requirements, calibrations , Software updates and upgrades.This contract will commence after the 2-year warranty period has expired.
8 | Estimated Life-span | 10 Years
9 | Replacement Accessories & Consumables | Delivered Price | Delivered Price | Delivered Price | Delivered Price | Delivered Price | Delivered Price | Delivered Price
RT2-05-015a | Paediatric 3 lead ECG cable | TBC | TBC | TBC | TBC | TBC | TBC | TBC
RT2-05-015b | Paediatric 5 lead ECG cable | TBC | TBC | TBC | TBC | TBC | TBC | TBC
RT2-05-015c | Adult 3 lead ECG cable | TBC | TBC | TBC | TBC | TBC | TBC | TBC
RT2-05-015d | Adult 5 lead ECG cable | TBC | TBC | TBC | TBC | TBC | TBC | TBC
RT2-05-015e | ECG interface cable | TBC | TBC | TBC | TBC | TBC | TBC | TBC
RT2-05-015f | Reusable latex-free paediatric cuff | TBC | TBC | TBC | TBC | TBC | TBC | TBC
RT2-05-015g | Reusable latex-free adult cuff | TBC | TBC | TBC | TBC | TBC | TBC | TBC
RT2-05-015h | Reusable latex-free neonate cuff | TBC | TBC | TBC | TBC | TBC | TBC | TBC
RT2-05-015i | Reusable latex-free obese cuff | TBC | TBC | TBC | TBC | TBC | TBC | TBC
RT2-05-015j | Adult/Paeds NIBP hose | TBC | TBC | TBC | TBC | TBC | TBC | TBC
RT2-05-015k | Neonatal NIBP hose | TBC | TBC | TBC | TBC | TBC | TBC | TBC
RT2-05-015l | Finger sensor for paeds | TBC | TBC | TBC | TBC | TBC | TBC | TBC
RT2-05-015m | Finger sensor for adults | TBC | TBC | TBC | TBC | TBC | TBC | TBC
RT2-05-015n | Finger wrap-around probe for neonates | TBC | TBC | TBC | TBC | TBC | TBC | TBC
RT2-05-015o | Ankle wrap-around probe for neonates | TBC | TBC | TBC | TBC | TBC | TBC | TBC
RT2-05-015p | Spo2 interface cable | TBC | TBC | TBC | TBC | TBC | TBC | TBC
RT2-05-015q | Reusable Adult temperature probe | TBC | TBC | TBC | TBC | TBC | TBC | TBC
RT2-05-015r | Reusable Paeds temperature probe | TBC | TBC | TBC | TBC | TBC | TBC | TBC
RT2-05-015s | Monitor Front bezel | TBC | TBC | TBC | TBC | TBC | TBC | TBC
RT2-05-015t | Rechargeable Battery | TBC | TBC | TBC | TBC | TBC | TBC | TBC
RT2-05-015u | NIBP pump module | TBC | TBC | TBC | TBC | TBC | TBC | TBC
RT2-05-015v | Wall bracket, height adjustable on which the monitor can be mounted. | TBC | TBC | TBC | TBC | TBC | TBC | TBC
RT2-05-015w | Roll stand | TBC | TBC | TBC | TBC | TBC | TBC | TBC
RT2-05-015x | EEG (UPGRADE) | TBC | TBC | TBC | TBC | TBC | TBC | TBC
RT2-05-015y | Intra-cranial pressure (UPGRADE) | TBC | TBC | TBC | TBC | TBC | TBC | TBC
RT2-05-015z | Cardiac output (UPGRADE) | TBC | TBC | TBC | TBC | TBC | TBC | TBC
RT2-05-015aa | CO2/EtCO2 (UPGRADE) | TBC | TBC | TBC | TBC | TBC | TBC | TBC
RT2-05-015ab | Built-in Printer (UPGRADE) | TBC | TBC | TBC | TBC | TBC | TBC | TBC
RT2-05-015ac | Apnea monitor for neonatal use (UPGRADE) | TBC | TBC | TBC | TBC | TBC | TBC | TBC
RT2-05-015ad | Invasive blood pressure cable | TBC | TBC | TBC | TBC | TBC | TBC | TBC
RT2-05-015ae | Invasive blood pressure tranceducer | TBC | TBC | TBC | TBC | TBC | TBC | TBC
# | RT2-05-016: Central Monitoring, 8-Bed ICU Package
1 | Item Number: RT2-05-016
2 | Item Name : Central Monitoring, 8-Bed ICU Package
3 | Suppliers' Name | Ecomed Medical (Pty) Ltd (Offer 1) | Class Three Medical Solution (Pty) Ltd (Offer 1) | Ecomed Medical (Pty) Ltd (Offer 2) | Respiratory Care Africa (Pty) Ltd (Offer 3) | Respiratory Care Africa (Pty) Ltd (Offer 1) | Respiratory Care Africa (Pty) Ltd (Offer 4) | Respiratory Care Africa (Pty) Ltd (Offer 2) | Mbuso Medical Supplies (Pty) Ltd (Offer 1) | Medhold Medical (Pty) Ltd (Offer 1) | Medhold Medical (Pty) Ltd (Offer 2) | Philips Commercial SA (Pty) Ltd (Offer 1) | Medhold Medical (Pty) Ltd (Offer 1)
3.1 | Make/Brand | Biolight | COMEN | Biolight | Mindray EPM 15/CMS 8 bed | Mindray N15/CMS 8 bed | Mindray EPM 15 Nellcor /CMS 8 bed | Mindray N15 Nellcor/CMS 8 bed | VOTEM | GE Healthcare | GE Healthcare | Philips | GE Healthcare
3.2 | Model | BioVisoin-P15-P1-BLT | N15Mpro+Star8800 | BioVisoin-P15-P1-Nellcor | MDREPM15CMS-1/8 | MDRN15CMS-1/8 | MDREPM15CMS-2/8 | MDRN15CMS-2/8 | VC2000 | B155M TruSigN/Al & CSCS | B155M Nellcor & CSCS | PIC-iX-MX550 | B650 PDM & CSCS
3.3 | Country of Origin | China | China | China | China | China | China | China | India | China/USA | China/USA | Germany | Finland/USA
3.4 | Lead time | 56 Days | 90 Days | 56 Days | 45 Days | 45 Days | 45 Days | 45 Days | 30 Days | 84 Days | 84 Days | 56 Days | 84 Days
4 | A starter-pack of consumables must be supplied with the unit: | Qty | Qty | Qty | Qty | Qty | Qty | Qty | Qty | Qty | Qty | Qty | Qty
4.1 | Neonatal Pack
4.1.1 | Neonatal NIBP hose | Each | Each | Each | Each | Each | Each | Each | Each | Each | Each | Each | Each
4.1.2 | Reusable latex-free neonate cuff | Each | Each | Each | Each | Each | Each | Each | Each | Each | Each | Each | Each
4.1.3 | Spo2 interface cable | Each | Each | Each | Each | Each | Each | Each | Each | Each | Each | Each | Each
4.1.4 | Finger wrap-around probe for neonates | Each | Each | Each | Each | Each | Each | Each | Each | Each | Each | Each | Each
4.1.5 | Ankle wrap-around probe for neonates | Each | Each | Each | Each | Each | Each | Each | Each | Each | Each | Each | Each
4.1.6 | Reusable temperature skin probe | Each | Each | Each | Each | Each | Each | Each | Each | Each | Each | Each | Each
4.1.7 | ECG interface cable | Each | Each | Each | Each | Each | Each | Each | Each | Each | Each | Each | Each
4.1.8 | Paediatric 3 lead ECG cable | Each | Each | Each | Each | Each | Each | Each | Each | Each | Each | Each | Each
AND/OR
4.2 | Paediatric Pack
4.2.1 | Adult/Paeds NIBP hose | Each | Each | Each | Each | Each | Each | Each | Each | Each | Each | Each | Each
4.2.2 | Reusable latex-free paediatric cuff | Each | Each | Each | Each | Each | Each | Each | Each | Each | Each | Each | Each
4.2.3 | ECG interface cable | Each | Each | Each | Each | Each | Each | Each | Each | Each | Each | Each | Each
4.2.4 | Paediatric 3 lead ECG cable | Each | Each | Each | Each | Each | Each | Each | Each | Each | Each | Each | Each
4.2.5 | Spo2 interface cable | Each | Each | Each | Each | Each | Each | Each | Each | Each | Each | Each | Each
4.2.6 | Finger sensor for paeds | Each | Each | Each | Each | Each | Each | Each | Each | Each | Each | Each | Each
4.2.7 | Reusable Paeds temperature probe | Each | Each | Each | Each | Each | Each | Each | Each | Each | Each | Each | Each
AND/OR
4.3 | Adult Pack
4.3.1 | NIBP hose | Each | Each | Each | Each | Each | Each | Each | Each | Each | Each | Each | Each
4.3.2 | Reusable latex-free adult cuff | Each | Each | Each | Each | Each | Each | Each | Each | Each | Each | Each | Each
4.3.3 | Reusable latex-free obese cuff | Each | Each | Each | Each | Each | Each | Each | Each | Each | Each | Each | Each
4.3.4 | Spo2 interface cable | Each | Each | Each | Each | Each | Each | Each | Each | Each | Each | Each | Each
4.3.5 | Finger sensor for adults | Each | Each | Each | Each | Each | Each | Each | Each | Each | Each | Each | Each
4.3.6 | Adult 3 lead ECG cable | Each | Each | Each | Each | Each | Each | Each | Each | Each | Each | Each | Each
4.3.7 | ECG interface cable | Each | Each | Each | Each | Each | Each | Each | Each | Each | Each | Each | Each
4.3.8 | Reusable Adult temperature probe | Each | Each | Each | Each | Each | Each | Each | Each | Each | Each | Each | Each
AND
4.4 | Invasive blood pressure cable X2 | Two | Two | Two | Two | Two | Two | Two | Two | Two | Two | Two | Two
4.5 | Invasive blood pressure tranceducers X2 | Two | Two | Two | Two | Two | Two | Two | Two | Two | Two | Two | Two
4.6 | Rechargeable Battery | Each | Each | Each | Each | Each | Each | Each | Each | Each | Each | Each | Each
4.7 | Wall bracket or Roll stand as per end-user requirement | Each | Each | Each | Each | Each | Each | Each | Each | Each | Each | Each | Each
5 | Warranty (2-year): Year 1 and Year 2
5.1 | Warranty Entails: A 2-year warranty against poor workmanship and latent defects and parts. This must be all inclusive and include, BUT NOT LIMITED TO, amongst others, ALL PARTS (including Batteries), Labour, Traveling and Accommodation. The 2-year warranty must also include all quality check, quality assurance requirements, Preventative/Corrective Maintenance/Calibrations, Software updates and upgrades to be included. This 2-year warranty will commence after formal Commissioning and handover of the equipment. | 24 Months | 24 Months | 24 Months | 24 Months | 24 Months | 24 Months | 24 Months | 24 Months | 24 Months | 24 Months | 24 Months | 24 Months
6 | Unit Price(Inclusive of VAT, Standard Accessories & Consumables, and 2-year Warranty) | 856003.65 | 949829.6 | 992842.15 | 1096336 | 1189216 | 1246664 | 1364120 | 1587000 | 1526283.0332 | 1583127.4865 | 1634910 | 1852981.637
7 | Post Warranty 5 Year Comprehensive Maintenance
| Year 3 | 0 | 0 | 0 | 21515 | 46765 | 22435 | 46765 | 0 | 40085.63 | 40085.63 | 0 | 75841.15
| Year 4 | 0 | 0 | 0 | 9638 | 10207 | 10559 | 10207 | 0 | 48084.77 | 48084.77 | 0 | 86603.97
| Year 5 | 0 | 0 | 0 | 9872 | 10441 | 10793 | 10441 | 0 | 56203.42 | 56203.42 | 0 | 97457.34
| Year 6 | 0 | 0 | 0 | 22219 | 47469 | 23139 | 47469 | 0 | 69321.54 | 69321.54 | 0 | 154293.62
| Year 7 | 0 | 0 | 0 | 10398 | 10967 | 11319 | 10967 | 0 | 90503.1 | 90503.1 | 0 | 189981.74
| Total Maintenance Cost: | 0 | 0 | 0 | 73642 | 125849 | 78245 | 125849 | 0 | 304198.46 | 304198.46 | 0 | 604177.82
Maintenance Entails: A Fully Comprehensive 5-year Preventative Maintenance/Service and Corrective Maintenance/Repair contract covering all equipment, hardware and software. This contract would cover, but not be limited to the following: ALL PARTS (including Batteries), labour, travelling, accommodation, service and repair. The 5-year Maintenance Plan must also include all quality check, quality assurance requirements, calibrations , Software updates and upgrades.This contract will commence after the 2-year warranty period has expired.
8 | Estimated Life-span | 10 Years | 10 Years | 10 Years | 10 Years | 10 Years | 10 Years | 10 Years | 10 Years | 10 Years | 10 Years | 10 Years | 10 Years
# | RT2-05-036: Central Monitoring, 12-Bed ICU Package
1 | Item Number: RT2-05-036
2 | Item Name : Central Monitoring, 12-Bed ICU Package
3 | Suppliers' Name | Ecomed Medical (Pty) Ltd (Offer 1) | Class Three Medical Solution (Pty) Ltd (Offer 1) | Ecomed Medical (Pty) Ltd (Offer 2) | Respiratory Care Africa (Pty) Ltd (Offer 3) | Respiratory Care Africa (Pty) Ltd (Offer 1) | Respiratory Care Africa (Pty) Ltd (Offer 4) | Mbuso Medical Supplies (Offer 1) | Respiratory Care Africa (Pty) Ltd (Offer 2) | Philips Commercial SA (Pty) Ltd (Offer 1) | Medhold Medical (Pty) Ltd (Offer 1) | Medhold Medical (Pty) Ltd (Offer 2) | Medhold Medical (Pty) Ltd (Offer 3)
3.1 | Make/Brand | Biolight | COMEN | Biolight | Mindray EPM 15/CMS 12 bed | Mindray N15/CMS 12 bed | Mindray EPM 15 Nellcor/CMS 12 bed | VOTEM | Mindray N15 Nellcor/CMS 12 bed | Philips | GE Healthcare | GE Healthcare | GE Healthcare
3.2 | Model | BioVision+P15+P1BLT | N15mPro+Star8800 | BioVision+P15+P1 Nellcor | MDREPM15CMS-1/12 | MDRN15CMS-1/12 | MDREPM15CMS-2/12 | VC2000 | MDRN15CMS-2/12 | PIC-Ix - MX550 | B155M TruSigN/Al & CSCS | B155M Nellcor & CSCS | B650 PDM & CSCS
3.3 | Country of Origin | China | China | China | China | China | China | India | China | Germany | China/USA | China/USA | Finland/USA
3.4 | Lead time | 56 Days | 90 Days | 56 Days | 45 Days | 45 Days | 45 Days | 30 Days | 45 Days | 56 Days | 84 Days | 84 Days | 84 Days
4 | A starter-pack of consumables must be supplied with the unit: | Qty | Qty | Qty | Qty | Qty | Qty | Qty | Qty | Qty | Qty | Qty | Qty
4.1 | Neonatal Pack |  |  | Each | Each | Each | Each | Each | Each | Each | Each | Each | Each
4.1.1 | Neonatal NIBP hose | Each | Each | Each | Each | Each | Each | Each | Each | Each | Each | Each | Each
4.1.2 | Reusable latex-free neonate cuff | Each | Each | Each | Each | Each | Each | Each | Each | Each | Each | Each | Each
4.1.3 | Spo2 interface cable | Each | Each | Each | Each | Each | Each | Each | Each | Each | Each | Each | Each
4.1.4 | Finger wrap-around probe for neonates | Each | Each | Each | Each | Each | Each | Each | Each | Each | Each | Each | Each
4.1.5 | Ankle wrap-around probe for neonates | Each | Each | Each | Each | Each | Each | Each | Each | Each | Each | Each | Each
4.1.6 | Reusable temperature skin probe | Each | Each | Each | Each | Each | Each | Each | Each | Each | Each | Each | Each
4.1.7 | ECG interface cable | Each | Each | Each | Each | Each | Each | Each | Each | Each | Each | Each | Each
4.1.8 | Paediatric 3 lead ECG cable | Each | Each
AND/OR
4.2 | Paediatric Pack |  |  | Each | Each | Each | Each | Each | Each | Each | Each | Each | Each
4.2.1 | Adult/Paeds NIBP hose | Each | Each | Each | Each | Each | Each | Each | Each | Each | Each | Each | Each
4.2.2 | Reusable latex-free paediatric cuff | Each | Each | Each | Each | Each | Each | Each | Each | Each | Each | Each | Each
4.2.3 | ECG interface cable | Each | Each | Each | Each | Each | Each | Each | Each | Each | Each | Each | Each
4.2.4 | Paediatric 3 lead ECG cable | Each | Each | Each | Each | Each | Each | Each | Each | Each | Each | Each | Each
4.2.5 | Spo2 interface cable | Each | Each | Each | Each | Each | Each | Each | Each | Each | Each | Each | Each
4.2.6 | Finger sensor for paeds | Each | Each | Each | Each | Each | Each | Each | Each | Each | Each | Each | Each
4.2.7 | Reusable Paeds temperature probe | Each | Each
AND/OR
4.3 | Adult Pack |  |  | Each | Each | Each | Each | Each | Each | Each | Each | Each | Each
4.3.1 | NIBP hose | Each | Each | Each | Each | Each | Each | Each | Each | Each | Each | Each | Each
4.3.2 | Reusable latex-free adult cuff | Each | Each | Each | Each | Each | Each | Each | Each | Each | Each | Each | Each
4.3.3 | Reusable latex-free obese cuff | Each | Each | Each | Each | Each | Each | Each | Each | Each | Each | Each | Each
4.3.4 | Spo2 interface cable | Each | Each | Each | Each | Each | Each | Each | Each | Each | Each | Each | Each
4.3.5 | Finger sensor for adults | Each | Each | Each | Each | Each | Each | Each | Each | Each | Each | Each | Each
4.3.6 | Adult 3 lead ECG cable | Each | Each | Each | Each | Each | Each | Each | Each | Each | Each | Each | Each
4.3.7 | ECG interface cable | Each | Each | Each | Each | Each | Each | Each | Each | Each | Each | Each | Each
4.3.8 | Reusable Adult temperature probe | Each | Each
| AND |  |  | Two | Two | Two | Two | Two | Two | Two | Two | Two | Two
4.4 | Invasive blood pressure cable X2 | Two | Two | Two | Two | Two | Two | Two | Two | Two | Two | Two | Two
4.5 | Invasive blood pressure tranceducers X2 | Two | Two | Each | Each | Each | Each | Each | Each | Each | Each | Each | Each
4.6 | Rechargeable Battery | Each | Each | Each | Each | Each | Each | Each | Each | Each | Each | Each | Each
4.7 | Wall bracket or Roll stand as per end-user requirement | Each | Each | Each | Each | Each | Each | Each | Each | Each | Each | Each | Each
5 | Warranty (2-year): Year 1 and Year 2
5.1 | Warranty Entails: A 2-year warranty against poor workmanship and latent defects and parts. This must be all inclusive and include, BUT NOT LIMITED TO, amongst others, ALL PARTS (including Batteries), Labour, Traveling and Accommodation. The 2-year warranty must also include all quality check, quality assurance requirements, Preventative/Corrective Maintenance/Calibrations, Software updates and upgrades to be included. This 2-year warranty will commence after formal Commissioning and handover of the equipment. | 24 Months | 24 Months | 24 Months | 24 Months | 24 Months | 24 Months | 24 Months | 24 Months | 24 Months | 24 Months | 24 Months | 24 Months
6 | Unit Price(Inclusive of VAT, Standard Accessories & Consumables, and 2-year Warranty) | 1243918.2 | 1334045.83 | 1450845.75 | 1591106 | 1730426 | 1816598 | 1950000 | 1992782 | 2193396 | 2195855.1161 | 2281121.796 | 2685903.0218
7 | Post Warranty 5 Year Comprehensive Maintenance
Year 3
Year 4
Year 5
Year 6
Year 7
Total Maintenance Cost:
Maintenance Entails: A Fully Comprehensive 5-year Preventative Maintenance/Service and Corrective Maintenance/Repair contract covering all equipment, hardware and software. This contract would cover, but not be limited to the following: ALL PARTS (including Batteries), labour, travelling, accommodation, service and repair. The 5-year Maintenance Plan must also include all quality check, quality assurance requirements, calibrations , Software updates and upgrades.This contract will commence after the 2-year warranty period has expired.
8 | Estimated Life-span | 10 Years | 11 Years | 12 Years | 13 Years | 14 Years | 15 Years | 16 Years | 17 Years | 18 Years | 19 Years | 20 Years | 21 Years
# | RT2-05-017: Central Station - 16 Bed License
1 | Item Number: RT2-05-017
2 | Item Name : Central Station - 16 Bed License
3 | Suppliers' Name | Class Three Medical Solution (Pty) Ltd (Offer 1) | Respiratory Care Africa (Pty) Ltd (Offer 1) | Medhold Medical (Pty) Ltd (Offer 1) | Medhold Medical (Pty) Ltd (Offer 2) | Mbuso Medical Supplies (Pty) Ltd (Offer 1) | Medhold Medical (Pty) Ltd (Offer 3) | Philips Commercial SA (Pty) Ltd (Offer 1) | Dräger South Africa (Pty) Ltd (Offer 1a) | Dräger South Africa (Pty) Ltd (Offer 1b) | Dräger South Africa (Pty) Ltd (Offer 1c) | Dräger South Africa (Pty) Ltd (Offer 2a) | Dräger South Africa (Pty) Ltd (Offer 2b) | Dräger South Africa (Pty) Ltd (Offer 2c)
3.1 | Make/Brand | COMEN | Mindray Benevision CMS 16 bed | GE Healthcare | GE Healthcare | VOTEM | GE Healthcare | Philips | Dräger | Dräger | Dräger | Dräger | Dräger | Dräger
3.2 | Model | STAR8800 | MDRCMS-ICU-2 | CARESCAPE Central Station 8 bed | CARESCAPE Central Station 8 bed | VC2000 | CARESCAPE Central Station 8 bed | PICiX | Central Monitoring, 8-bed Package(Vista) Model - 2601750 Opt 8 | Central Monitoring, 12-bed Package(Vista)Model - 2601750 Opt 12 | Central Monitoring, 16-bed Package(Vista)Model - 2601750 Opt 16 | Central Monitoring, 8-bed Package(Infinity) Model - MS26800 Opt 8 | Central Monitoring, 12-bed Package(Infinity)Model - MS26800 Opt 12 | Central Monitoring, 16-bed Package(Infinity)Model - MS26800 Opt 6
3.3 | Country of Origin | China | China | America | America | India | America | Germany | Germany | Germany | Germany | Germany | Germany | Germany
3.4 | Lead time | 90 Days | 45 Days | 84 Days | 84 | 30 Days | 84 Days | 5 Days | 56-84 days | 56-84 days | 56-84 days | 56-84 days | 56-84 days | 56-84 days
4 | Warranty (2-year): Year 1 and Year 2
4.1 | Warranty Entails: A 2-year warranty against poor workmanship and latent defects and parts. This must be all inclusive and include, BUT NOT LIMITED TO, amongst others, ALL PARTS (including Batteries), Labour, Traveling and Accommodation. The 2-year warranty must also include all quality check, quality assurance requirements, Preventative/Corrective Maintenance/Calibrations, Software updates and upgrades to be included. This 2-year warranty will commence after formal Commissioning and handover of the equipment. | 24 Months | 24 Months | 24 Months | 24 Months | 24 Months | 24 Months | 24 Months | 24 Months | 24 Months | 24 Months | 24 Months | 24 Months | 24 Months
5 | Unit Price(Inclusive of VAT, Standard Accessories & Consumables, and 2-year Warranty) | 198808.76 | 233618 | 345005.7857 | 345005.7857 | 486000 | 502872.7039 | 598114 | 1036728.01 | 1444847.5 | 1793875.64 | 1855380.89 | 2799914.7 | 3480494.89
6 | Post Warranty 5 Year Comprehensive Maintenance
| Year 3 | 0 | 2560 | 4447.43 | 4447.43 | 0 | 4447.43 | 0 | 0 | 0 | 0 | 0 | 0 | 0
| Year 4 | 0 | 2669 | 6409.43 | 6409.43 | 0 | 6409.43 | 0 | 0 | 0 | 0 | 0 | 0 | 0
| Year 5 | 0 | 2786 | 7210.61 | 7210.61 | 0 | 7210.61 | 0 | 0 | 0 | 0 | 0 | 0 | 0
| Year 6 | 0 | 2912 | 8127 | 8127 | 0 | 8127 | 0 | 0 | 0 | 0 | 0 | 0 | 0
| Year 7 | 0 | 3049 | 14017.77 | 14017.77 | 0 | 14017.77 | 0 | 0 | 0 | 0 | 0 | 0 | 0
| Total Maintenance Cost: | 0 | 13976 | 40212.24 | 40212.24 | 0 | 40212.24 | 0 | 0 | 0 | 0 | 0 | 0 | 0
Maintenance Entails: A Fully Comprehensive 5-year Preventative Maintenance/Service and Corrective Maintenance/Repair contract covering all equipment, hardware and software. This contract would cover, but not be limited to the following: ALL PARTS (including Batteries), labour, travelling, accommodation, service and repair. The 5-year Maintenance Plan must also include all quality check, quality assurance requirements, calibrations , Software updates and upgrades.This contract will commence after the 2-year warranty period has expired.
7 | Estimated Life-span | 10 Years
# | RT2-05-037: Central Patient Monitoring, 16-Bed ICU Package
1 | Item Number: RT2-05-037
2 | Item Name : Central Patient Monitoring, 16-Bed ICU Package
3 | Suppliers' Name | Ecomed Medical (Pty) Ltd (Offer 1) | Class Three Medical Solution (Pty) Ltd (Offer 1) | Ecomed Medical (Pty) Ltd (Offer 2) | Respiratory Care Africa (Pty) Ltd (Offer 3) | Respiratory Care Africa (Pty) Ltd (Offer 1) | Respiratory Care Africa (Pty) Ltd (Offer 4) | Respiratory Care Africa (Pty) Ltd (Offer 2) | Mbuso Medical Supplies (Pty) Ltd (Offer 1) | Medhold Medical (Pty) Ltd (Offer 1) | Philips Commercial SA (Pty) Ltd (Offer 1) | Medhold Medical (Pty) Ltd (Offer 2) | Medhold Medical (Pty) Ltd (Offer 3)
3.1 | Make/Brand | Biolight | COMEN | Biolight | Mindray EPM 15/CMS 16 bed | Mindray N15/CMS 16 bed | Mindray EPM 15 Nellcor/CMS 16 bed | Mindray N15 Nellcor/CMS 16 bed | VOTEM | GE Healthcare | Philips | GE Healthcare | GE Healthcare
3.2 | Model | BioVision+P15+P1BLT | N15mPro+Star8800 | BioVision+P15+P1 Nellcor | MDREPM15CMS-1/16 | MDRN15CMS-1/16 | MDREPM15CMS-2/16 | MDRN15CMS-2/16 | VC2000 | B155M TruSigN/Al & CSCS | PIC-Ix - MX550 | B155M Nellcor & CSCS | B650 PDM & CSCS
3.3 | Country of Origin | China | China | China | China | China | China | China | India | China/USA | Germany | China/USA | Finland/USA
3.4 | Lead time | 56 Days | 90 Days | 56 Days | 45 Days | 45 Days | 45 Days | 45 Days | 30 Days | 84 Days | 56 Days | 84 Days | 84 Days
4 | Warranty (2-year): Year 1 and Year 2
4.1 | Warranty Entails: A 2-year warranty against poor workmanship and latent defects and parts. This must be all inclusive and include, BUT NOT LIMITED TO, amongst others, ALL PARTS (including Batteries), Labour, Traveling and Accommodation. The 2-year warranty must also include all quality check, quality assurance requirements, Preventative/Corrective Maintenance/Calibrations, Software updates and upgrades to be included. This 2-year warranty will commence after formal Commissioning and handover of the equipment. | 24 Months | 24 Months | 24 Months | 24 Months | 24 Months | 24 Months | 24 Months | 24 Months | 24 Months | 24 Months | 24 Months | 24 Months
5 | Unit Price(Inclusive of VAT, Standard Accessories & Consumables, and 2-year Warranty) | 1631832.75 | 1763953.14 | 1908849.35 | 2081198 | 2266958 | 2381854 | 2616766 | 2950000 | 2865427.1989 | 2781779 | 2979116.1055 | 3518824.4065
6 | Post Warranty 5 Year Comprehensive Maintenance
| Year 3 | 0 | 0 | 0 | 39327 | 89827 | 41167 | 89827 | 0 | 74357.63 | 0 | 74357.63 | 145868.67
| Year 4 | 0 | 0 | 0 | 15356 | 16493 | 17196 | 16493 | 0 | 88284.61 | 0 | 88284.61 | 165323.01
| Year 5 | 0 | 0 | 0 | 15590 | 16727 | 17430 | 16727 | 0 | 103602.7 | 0 | 103602.7 | 186110.54
| Year 6 | 0 | 0 | 0 | 40030 | 90531 | 42008 | 90531 | 0 | 128795.06 | 0 | 128795.06 | 298739.22
| Year 7 | 0 | 0 | 0 | 16116 | 17253 | 15119 | 17253 | 0 | 165129.74 | 0 | 165129.74 | 364087.02
Total Maintenance Cost:
Maintenance Entails: A Fully Comprehensive 5-year Preventative Maintenance/Service and Corrective Maintenance/Repair contract covering all equipment, hardware and software. This contract would cover, but not be limited to the following: ALL PARTS (including Batteries), labour, travelling, accommodation, service and repair. The 5-year Maintenance Plan must also include all quality check, quality assurance requirements, calibrations , Software updates and upgrades.This contract will commence after the 2-year warranty period has expired.
7 | Estimated Life-span | 10 Years | 10 Years | 10 Years | 10 Years | 10 Years | 10 Years | 10 Years | 10 Years | 10 Years | 10 Years | 10 Years | 10 Years
# | RT2-05-018: Vital Signs Monitor, on trolley
1 | Item Number: RT2-05-018
2 | Item Name : Vital Signs Monitor, on trolley
3 | Suppliers' Name | Ecomed Medical (Pty) Ltd (Offer 1) | Ecomed Medical (Pty) Ltd (Offer 2) | Ecomed Medical (Pty) Ltd (Offer 3) | Philips Commercial SA (Offer 1) | Class Three Medical Solution (Pty) Ltd (Offer 1) | Class Three Medical Solution (Pty) Ltd (Offer 2) | Medhold Medical (Pty) Ltd (Offer 8) | Medhold Medical (Offer 7) | BEM Medical (Pty) Ltd (Offer 1) | Medhold Medical (Pty) Ltd (Offer 9)
3.1 | Make/Brand | Biolight | Biolight | Biolight | Philips | Comen | Comen | GE Healthcare | GE Healthcare | Northern Meditec | GE Healthcare
3.2 | Model | M1000 | M10 | S10 | VS30 | NC3 | NC6 | B105P Paediatric | B105P Adult | Aquarius | B105P Neonatal
3.3 | Country of Origin | China | China | China | Germany | CHINA | CHINA | China | China | China | China
3.4 | Lead time | 56 Days | 56 Days | 56 Days | 56 Days | 90 Days | 90 Days | 84 Days | 84 Days | 4 to 6 Weeks | 84 Days
4 | A starter-pack of consumables must be supplied with the unit:
4.1 | Neonatal Pack
4.1.1 | Neonatal NIBP hose | Each | Each | Each | Each | Each | Each | Each | Each | Each | Each
4.1.2 | Disposable neonate cuff - pack of 20 | Pack of 20 | Pack of 20 | Pack of 20 | Pack of 20 | Pack of 20 | Pack of 20 | Pack of 20 | Pack of 20 | Pack of 20 | Pack of 20
4.1.3 | Spo2 interface cable | Each | Each | Each | Each | Each | Each | Each | Each | Each | Each
4.1.4 | Finger wrap-around probe for neonates - disposable pack of 20 | Pack of 20 | Pack of 20 | Pack of 20 | Pack of 20 | Pack of 20 | Pack of 20 | Pack of 20 | Pack of 20 | Pack of 20 | Pack of 20
4.1.5 | Ankle wrap-around probe for neonates - disposable pack of 20 | Pack of 20 | Pack of 20 | Pack of 20 | Pack of 20 | Pack of 20 | Pack of 20 | Pack of 20 | Pack of 20 | Pack of 20 | Pack of 20
4.1.6 | Reusable temperature skin probe | Each | Each | Each | Each | Each | Each | Each | Each | Each | Each
AND/OR
4.2 | Paediatric Pack
4.2.1 | Adult/Paeds NIBP hose | Each | Each | Each | Each | Each | Each | Each | Each | Each | Each
4.2.2 | Reusable latex-free paediatric cuff | Each | Each | Each | Each | Each | Each | Each | Each | Each | Each
4.2.5 | Spo2 interface cable | Each | Each | Each | Each | Each | Each | Each | Each | Each | Each
4.2.6 | Finger sensor for paeds | Each | Each | Each | Each | Each | Each | Each | Each | Each | Each
4.2.7 | Reusable Paeds temperature probe | Each | Each | Each | Each | Each | Each | Each | Each | Each | Each
AND/OR
4.3 | Adult Pack
4.3.1 | NIBP hose | Each | Each | Each | Each | Each | Each | Each | Each | Each | Each
4.3.2 | Reusable latex-free adult cuff | Each | Each | Each | Each | Each | Each | Each | Each | Each | Each
4.3.3 | Reusable latex-free obese cuff | Each | Each | Each | Each | Each | Each | Each | Each | Each | Each
4.3.4 | Spo2 interface cable | Each | Each | Each | Each | Each | Each | Each | Each | Each | Each
4.3.5 | Finger sensor for adults | Each | Each | Each | Each | Each | Each | Each | Each | Each | Each
4.3.8 | Reusable Adult temperature probe | Each | Each | Each | Each | Each | Each | Each | Each | Each | Each
AND
4.4 | Rechargeable Battery | Each | Each | Each | Each | Each | Each | Each | Each | Each | Each
4.5 | Roll stand | Each | Each | Each | Each | Each | Each | Each | Each | Each | Each
5 | Warranty (2-year): Year 1 and Year 2
5.1 | Warranty Entails: A 2-year warranty against poor workmanship and latent defects and parts. This must be all inclusive and include, BUT NOT LIMITED TO, amongst others, ALL PARTS (including Batteries), Labour, Traveling and Accommodation. The 2-year warranty must also include all quality check, quality assurance requirements, Preventative/Corrective Maintenance/Calibrations, Software updates and upgrades to be included. This 2-year warranty will commence after formal Commissioning and handover of the equipment. | 24 Months | 24 Months | 24 Months | 24 Months | 24 Months | 24 Months | 24 Months | 24 Months | 24 Months | 24 Months
6 | Unit Price(Inclusive of VAT, Standard Accessories & Consumables, and 2-year Warranty) | 34458.6 | 35054.3 | 41140.1 | 44204 | 24942.85 | 27493.76 | 56852.216 | 57349.7055 | 27393 | 67621.3824
7 | Post Warranty 5 Year Comprehensive Maintenance
| Year 3 | N/A | N/A | N/A | N/A | N/A | N/A | N/A | N/A | 6149.88 | N/A
| Year 4 | N/A | N/A | N/A | N/A | N/A | N/A | N/A | N/A | 6518.87 | N/A
| Year 5 | N/A | N/A | N/A | N/A | N/A | N/A | N/A | N/A | 6910.01 | N/A
| Year 6 | N/A | N/A | N/A | N/A | N/A | N/A | N/A | N/A | 7324.61 | N/A
| Year 7 | N/A | N/A | N/A | N/A | N/A | N/A | N/A | N/A | 7764.08 | N/A
| Total Maintenance Cost: | N/A | N/A | N/A | N/A | N/A | N/A | N/A | N/A | 34667.45 | N/A
Maintenance Entails: A Fully Comprehensive 5-year Preventative Maintenance/Service and Corrective Maintenance/Repair contract covering all equipment, hardware and software. This contract would cover, but not be limited to the following: ALL PARTS (including Batteries), labour, travelling, accommodation, service and repair. The 5-year Maintenance Plan must also include all quality check, quality assurance requirements, calibrations , Software updates and upgrades.This contract will commence after the 2-year warranty period has expired.
8 | Estimated Life-span | 10 Years | 10 Years | 10 Years | 10 Years | 10 Years | 10 Years | 10 Years | 10 Years | 10 Years | 10 Years
9 | Replacement Accessories & Consumables | Delivered Price | Delivered Price | Delivered Price | Delivered Price | Delivered Price | Delivered Price | Delivered Price | Delivered Price | Delivered Price | Delivered Price
RT2-05-018a | Reusable latex-free paediatric cuff | TBC | TBC | TBC | TBC | TBC | TBC | TBC | TBC | TBC | TBC
RT2-05-018b | Reusable latex-free adult cuff | TBC | TBC | TBC | TBC | TBC | TBC | TBC | TBC | TBC | TBC
RT2-05-018c | Reusable latex-free neonate cuff | TBC | TBC | TBC | TBC | TBC | TBC | TBC | TBC | TBC | TBC
RT2-05-018d | Reusable latex-free obese cuff | TBC | TBC | TBC | TBC | TBC | TBC | TBC | TBC | TBC | TBC
RT2-05-018e | Adult/Paeds NIBP hose | TBC | TBC | TBC | TBC | TBC | TBC | TBC | TBC | TBC | TBC
RT2-05-018f | Neonatal NIBP hose | TBC | TBC | TBC | TBC | TBC | TBC | TBC | TBC | TBC | TBC
RT2-05-018g | Finger sensor for paeds | TBC | TBC | TBC | TBC | TBC | TBC | TBC | TBC | TBC | TBC
RT2-05-018h | Finger sensor for adults | TBC | TBC | TBC | TBC | TBC | TBC | TBC | TBC | TBC | TBC
RT2-05-018i | Finger wrap-around probe for neonates | TBC | TBC | TBC | TBC | TBC | TBC | TBC | TBC | TBC | TBC
RT2-05-018j | Ankle wrap-around probe for neonates | TBC | TBC | TBC | TBC | TBC | TBC | TBC | TBC | TBC | TBC
RT2-05-018k | Spo2 interface cable | TBC | TBC | TBC | TBC | TBC | TBC | TBC | TBC | TBC | TBC
RT2-05-018l | Reusable Adult temperature probe | TBC | TBC | TBC | TBC | TBC | TBC | TBC | TBC | TBC | TBC
RT2-05-018m | Reusable Paeds temperature probe | TBC | TBC | TBC | TBC | TBC | TBC | TBC | TBC | TBC | TBC
RT2-05-018n | Monitor Front bezel | TBC | TBC | TBC | TBC | TBC | TBC | TBC | TBC | TBC | TBC
RT2-05-018o | Rechargeable Battery | TBC | TBC | TBC | TBC | TBC | TBC | TBC | TBC | TBC | TBC
RT2-05-018p | NIBP pump module | TBC | TBC | TBC | TBC | TBC | TBC | TBC | TBC | TBC | TBC
RT2-05-018q | Roll stand | TBC | TBC | TBC | TBC | TBC | TBC | TBC | TBC | TBC | TBC
RT2-05-018r | Finger wrap-around probe for neonates - disposable | TBC | TBC | TBC | TBC | TBC | TBC | TBC | TBC | TBC | TBC
RT2-05-018s | Ankle wrap-around probe for neonates - disposable | TBC | TBC | TBC | TBC | TBC | TBC | TBC | TBC | TBC | TBC
RT2-05-018t | Disposable neonate cuff | TBC | TBC | TBC | TBC | TBC | TBC | TBC | TBC | TBC | TBC
RT2-05-018u | Adult Esophageal/Rectal temperature probe | TBC | TBC | TBC | TBC | TBC | TBC | TBC | TBC | TBC | TBC
RT2-05-018v | Paediatric Esophageal/Rectal temperature probe | TBC | TBC | TBC | TBC | TBC | TBC | TBC | TBC | TBC | TBC
# | RT2-05-022: Theater Light, Mobile
1 | Item Number: RT2-05-022
2 | Item Name : Theater Light, Mobile
3 | Suppliers' Name | Duromed cc (Offer 1) | Ecomed Medical (Offer 1) | Ecomed Medical (Offer 2) | Hutz Hospi-Tec(Pty) Ltd (Offer 1) | Marcus Medical (Pty) Ltd (Offer 1) | SafMed (Pty) Ltd (Offer 1) | Supra Healthcare Johannesburg Pty Ltd (Offer 1) | Tara Healthcare (Pty) Ltd (Offer 1)
3.1 | Make/Brand | PANALEX | Keling | SHINVA | DENTIS / LUVIS | MediLED | STERIS ALYON | Comen | United Surgical
3.2 | Model | 01,306,01451 | KL-LEDMSTZ5 | SMart- L35plus Movable type | M300 M BB | MediLED 6MB | ALYON PRO Mobile | L5 | USI LED 80MB
3.3 | Country of Origin | China | China | China | India | Taiwab | France | China | India
3.4 | Lead time | 3-14 Days | 84 Days | 84 Days | 35 Days | 120days | 56-84 days | 28 days | 21 Days
4 | A starter-pack of consumables must be supplied with the unit: | Qty | Qty | Qty | Qty | Qty | Qty | Qty | Qty
4.1 | Sterilisable light handle
5 | Warranty (2-year): Year 1 and Year 2
5.1 | Warranty Entails: A 2-year warranty against poor workmanship and latent defects and parts. This must be all inclusive and include, BUT NOT LIMITED TO, amongst others, ALL PARTS (including Batteries), Labour, Traveling and Accommodation. The 2-year warranty must also include all quality check, quality assurance requirements, Preventative/Corrective Maintenance/Calibrations, Software updates and upgrades to be included. This 2-year warranty will commence after formal Commissioning and handover of the equipment. | 24 Months | 24 Months | 24 Months | 24 Months | 24 Months | 24 Months | 24 Months | 24 Months
6 | Unit Price(Inclusive of VAT, Standard Accessories & Consumables, and 2-year Warranty) | 96600 | 107917.15 | 128878.2 | 252787 | 201218.25 | 213600 | 90496.94 | 74750
7 | Post Warranty 5 Year Comprehensive Maintenance
| Year 3 | 2070 | 3270 | 3439 | 8050 | TBC | TBC | 4709.25 | 4850
| Year 4 | 2070 | 3270 | 3439 | 8050 | TBC | TBC | 5180.175 | 4850
| Year 5 | 2070 | 3270 | 3439 | 9740 | TBC | TBC | 5698.1925 | 6250
| Year 6 | 2070 | 3270 | 3439 | 10714 | TBC | TBC | 6268.0118 | 6250
| Year 7 | 2070 | 3270 | 3439 | 11786 | TBC | TBC | 6894.8129 | 6250
| Total Maintenance Cost: | 10350 | 16350 | 17195 | 48340 | 0 | 0 | 28750.4422 | 28450
Maintenance Entails: A Fully Comprehensive 5-year Preventative Maintenance/Service and Corrective Maintenance/Repair contract covering all equipment, hardware and software. This contract would cover, but not be limited to the following: ALL PARTS (including Batteries), labour, travelling, accommodation, service and repair. The 5-year Maintenance Plan must also include all quality check, quality assurance requirements, calibrations , Software updates and upgrades.This contract will commence after the 2-year warranty period has expired.
8 | Estimated Life-span | 10 Years | 10 Years | 10 Years | 10 Years | 10 Years | 10 Years | 10 Years | 7 Years
9 | Replacement Accessories & Consumables | Delivered Price | Delivered Price | Delivered Price | Delivered Price | Delivered Price | Delivered Price | Delivered Price | Delivered Price
RT2-05-022a | light handle | 1092.5 | 2045.85 | 2659.95 | 1066 | 1412.06 | TBC | 2917.81 | 1350
RT2-05-022b | Battery | TBC | TBC | TBC | TBC | TBC | TBC | TBC | TBC
RT2-05-022c | LED replacement | TBC | TBC | TBC | TBC | TBC | TBC | TBC | TBC
# | RT2-05-024: Infusion Pump, MRI, Compatible
1 | Item Number: RT2-05-024
2 | Item Name : Infusion Pump, MRI, Compatible
3 | Suppliers' Name | Mbuso Medical Supplies (Pty) Ltd (Offer 1)
3.1 | Make/Brand | IRADIMED
3.2 | Model | 3860+MRIDIUM
3.3 | Country of Origin | USA
3.4 | Lead time | 30 Days
4 | A starter-pack of consumables must be supplied with the unit: | Qty
4.1 | Clear fluids (Primary administration set) minimum 3 needle free access ports (100/box)
5 | Warranty (2-year): Year 1 and Year 2
5.1 | Warranty Entails: A 2-year warranty against poor workmanship and latent defects and parts. This must be all inclusive and include, BUT NOT LIMITED TO, amongst others, ALL PARTS (including Batteries), Labour, Traveling and Accommodation. The 2-year warranty must also include all quality check, quality assurance requirements, Preventative/Corrective Maintenance/Calibrations, Software updates and upgrades to be included. This 2-year warranty will commence after formal Commissioning and handover of the equipment. | 24 Months
6 | Unit Price(Inclusive of VAT, Standard Accessories & Consumables, and 2-year Warranty) | 1532190.33
7 | Post Warranty 5 Year Comprehensive Maintenance
| Year 3 | 5421.37
| Year 4 | 2660
| Year 5 | 2660
| Year 6 | 5421.37
| Year 7 | 2660
| Total Maintenance Cost: | 18822.74
Maintenance Entails: A Fully Comprehensive 5-year Preventative Maintenance/Service and Corrective Maintenance/Repair contract covering all equipment, hardware and software. This contract would cover, but not be limited to the following: ALL PARTS (including Batteries), labour, travelling, accommodation, service and repair. The 5-year Maintenance Plan must also include all quality check, quality assurance requirements, calibrations , Software updates and upgrades.This contract will commence after the 2-year warranty period has expired.
8 | Estimated Life-span | 3 Months
9 | Replacement Accessories & Consumables | Delivered Price
RT2-05-024a | Clear fluids (Primary administration set) minimum 3 needle free access ports (100/box) | TBC
RT2-05-024b | Blood administration sets (100/box) | N/A
RT2-05-024c | TPN sets (with filter) -100/box | N/A
RT2-05-024d | Light resistant (sensetive) sets (100/box) | TBC
RT2-05-024e | Low sorb sets (100/box) | N/A
RT2-05-024f | Burette sets (100/box) | N/A
RT2-05-024g | Secondary infusion sets (Rider/ Piggy bag set) - 100/box | TBC
RT2-05-024h | Triport/Tripot needle free access | N/A
RT2-05-024i | Dosing error software (UPGRADE) | N/A
RT2-05-024j | Capablity for labeling drug names for display on the pump (UPGRADE) | N/A
# | RT2-05-025: Syringe Driver, Neonatal
1 | Item Number: RT2-05-025
2 | Item Name : Syringe Driver, Neonatal
3 | Suppliers' Name | Class Three Medical Solution (Pty) Ltd (Offer 1) | BEM Medical (Pty) Ltd (Offer 1) | Ecomed Medical (Pty) Ltd (Offer 1)
3.1 | Make/Brand | COMEN | Enmind | Mindray
3.2 | Model | M200 | EN-S7 | eSP ex
3.3 | Country of Origin | China | China | China
3.4 | Lead time | 90 Days | 4 to 6 Weeks | 70 Days
4 | A starter-pack of consumables must be supplied with the unit: | Qty | Qty | Qty
4.1 | Compatible Syringes LUER LOCK Size: 2ml (Pk of 10) | Pack of 10 | Pack of 10 | Pack of 10
4.2 | Compatible Syringes LUER LOCK Size: 3ml (Pk of 10) | Pack of 10 | Pack of 10 | Pack of 10
4.3 | Compatible Syringes LUER LOCK Size: 5ml (Pk of 10) | Pack of 10 | Pack of 10 | Pack of 10
4.4 | Compatible Syringes LUER LOCK Size: 10ml (Pk of 10) | Pack of 10 | Pack of 10 | Pack of 10
4.5 | Extension sets Clear Fluid (Straight) - 100/box | Box of 100 | Box of 100 | Box of 100
5 | Warranty (2-year): Year 1 and Year 2
5.1 | Warranty Entails: A 2-year warranty against poor workmanship and latent defects and parts. This must be all inclusive and include, BUT NOT LIMITED TO, amongst others, ALL PARTS (including Batteries), Labour, Traveling and Accommodation. The 2-year warranty must also include all quality check, quality assurance requirements, Preventative/Corrective Maintenance/Calibrations, Software updates and upgrades to be included. This 2-year warranty will commence after formal Commissioning and handover of the equipment. | 24 Months | 24 Months | 24 Months
6 | Unit Price(Inclusive of VAT, Standard Accessories & Consumables, and 2-year Warranty) | 19084.34 | 11457.45 | 17860.65
7 | Post Warranty 5 Year Comprehensive Maintenance
| Year 3 | TBC | TBC | TBC
| Year 4 | TBC | TBC | TBC
| Year 5 | TBC | TBC | TBC
| Year 6 | TBC | TBC | TBC
| Year 7 | TBC | TBC | TBC
| Total Maintenance Cost: | 0 | 0 | 0
Maintenance Entails: A Fully Comprehensive 5-year Preventative Maintenance/Service and Corrective Maintenance/Repair contract covering all equipment, hardware and software. This contract would cover, but not be limited to the following: ALL PARTS (including Batteries), labour, travelling, accommodation, service and repair. The 5-year Maintenance Plan must also include all quality check, quality assurance requirements, calibrations , Software updates and upgrades.This contract will commence after the 2-year warranty period has expired.
8 | Estimated Life-span | 10 Years | 10 Years | 10 Years
9 | Replacement Accessories & Consumables | Delivered Price | Delivered Price | Delivered Price
RT2-05-025a | Extension sets Clear Fluid (Straight) - 100/box | 2453.68 | 1367.6 | 3321.2
RT2-05-025b | Extension sets (Spiral)- 100/box | 2480.13 | 111.15 | 4065.25
RT2-05-025c | Extension sets (Light resistant/sensitive)- 100/box | 2077.41 | 142.38 | 3680
RT2-05-025d | Extension sets Low Sorb- 100/box | 2927.32 | 207.76 | 4383.8
RT2-05-025e | Extension sets Blood- 100/box | 1713.1 | N/A | 2617.4
RT2-05-025f | Neonatal Closed blood set with Filter - 100/box | 3062.54 | N/A | 4219.35
RT2-05-025g | Compatible Syringes LUER LOCK Size: 2ml (Pk of 10) | 157.41 | 17.5 | 19.55
RT2-05-025h | Compatible Syringes LUER LOCK Size: 3ml (Pk of 10) | 108.53 | 17.5 | 14.95
RT2-05-025i | Compatible Syringes LUER LOCK Size: 5ml (Pk of 10) | 125.99 | 17.5 | 16.1
RT2-05-025j | Compatible Syringes LUER LOCK Size: 10ml (Pk of 10) | 179.46 | 22.26 | 26.45
RT2-05-025k | Compatible Syringes LUER LOCK Size: 20ml (Pk of 10) | 123.34 | 25.77 | 43.7
RT2-05-025l | Compatible Syringes LUER LOCK Size: 30ml (Pk of 10) | 183.15 | 53.95 | 131.1
RT2-05-025m | Compatible Syringes LUER LOCK Size: 50ml (Pk of 10) | 188.05 | 85.05 | 157.55
RT2-05-025n | Compatible Syringes LUER LOCK Size: 60ml (Pk of 10) | 206.95 | 85.05 | 313.95
# | RT2-05-026: Syringe Driver, Paeds-Adult
1 | Item Number: RT2-05-026
2 | Item Name : Syringe Driver, Paeds-Adult
3 | Suppliers' Name | Ecomed Medical (Pty) Ltd (Offer 2) | Class Three Medical Solution (Pty) Ltd (Offer 1) | Tara Healthcare (Offer 1) | Ecomed Medical (Pty) Ltd (Offer 1) | BEM Medical (Pty) Ltd (Offer 1) | Mbuso medical supplies ( Offer 1)
3.1 | Make/Brand | Mindray | COMEN | MDK Med | Mindray | Enmind | MDK
3.2 | Model | uSP | M200 | MS37 | eSP | EN-S7 | MS37
3.3 | Country of Origin | China | China | China | China | China | China
3.4 | Lead time | 70 Days | 90 Days | 21 Days | 70 Days | 4 to 6 Weeks | 30 Days
4 | A starter-pack of consumables must be supplied with the unit: | Qty
4.1 | Compatible Syringes LUER LOCK Size: 2ml (Pk of 10) | Pack of 10 | Pack of 10 | Pack of 10 | Pack of 10 | Pack of 10 | Pack of 10
4.2 | Compatible Syringes LUER LOCK Size: 3ml (Pk of 10) | Pack of 10 | Pack of 10 | Pack of 10 | Pack of 10 | Pack of 10 | Pack of 10
4.3 | Compatible Syringes LUER LOCK Size: 5ml (Pk of 10) | Pack of 10 | Pack of 10 | Pack of 10 | Pack of 10 | Pack of 10 | Pack of 10
4.4 | Compatible Syringes LUER LOCK Size: 10ml (Pk of 10) | Pack of 10 | Pack of 10 | Pack of 10 | Pack of 10 | Pack of 10 | Pack of 10
4.5 | Extension sets Clear Fluid (Straight) - 100/box | Box of 100 | Box of 100 | Box of 100 | Box of 100 | Box of 100 | Box of 100
5 | Warranty (2-year): Year 1 and Year 2
5.1 | Warranty Entails: A 2-year warranty against poor workmanship and latent defects and parts. This must be all inclusive and include, BUT NOT LIMITED TO, amongst others, ALL PARTS (including Batteries), Labour, Traveling and Accommodation. The 2-year warranty must also include all quality check, quality assurance requirements, Preventative/Corrective Maintenance/Calibrations, Software updates and upgrades to be included. This 2-year warranty will commence after formal Commissioning and handover of the equipment. | 24 Months | 24 Months | 24 Months | 24 Months | 24 Months | 24 Months
6 | Unit Price(Inclusive of VAT, Standard Accessories & Consumables, and 2-year Warranty) | 8472.55 | 19084.34 | 13800 | 13932.25 | 11457.45 | 19446.72
7 | Post Warranty 5 Year Comprehensive Maintenance
| Year 3 | TBC | 0 | 0 | TBC | TBC | TBC
| Year 4 | TBC | 0 | 0 | TBC | TBC | TBC
| Year 5 | TBC | 0 | 0 | TBC | TBC | TBC
| Year 6 | TBC | 0 | 0 | TBC | TBC | TBC
| Year 7 | TBC | 0 | 0 | TBC | TBC | TBC
| Total Maintenance Cost: | 0 | 0 | 0 | 0 | 0 | 0
Maintenance Entails: A Fully Comprehensive 5-year Preventative Maintenance/Service and Corrective Maintenance/Repair contract covering all equipment, hardware and software. This contract would cover, but not be limited to the following: ALL PARTS (including Batteries), labour, travelling, accommodation, service and repair. The 5-year Maintenance Plan must also include all quality check, quality assurance requirements, calibrations , Software updates and upgrades.This contract will commence after the 2-year warranty period has expired.
8 | Estimated Life-span | 10 Years | 10 Years | 10 Years | 10 Years | 10 Years | 10 Years
9 | Replacement Accessories & Consumables | Delivered Price | Delivered Price | Delivered Price | Delivered Price | Delivered Price | Delivered Price
RT2-05-026a | Extension sets Clear Fluid (Straight) - 100/box | 3321.2 | 2453.68 | 2650 | 3321.2 | 1367.6 | 1650.83
RT2-05-026b | Extension sets (Spiral)- 100/box | 4065.25 | 2480.13 | 3150 | 4065.25 | 111.15 | 1650.83
RT2-05-026c | Extension sets (Light resistant/sensitive)- 100/box | 3680 | 2077.41 | 2950 | 3680 | 142.38 | 1650.83
RT2-05-026d | Extension sets Low Sorb- 100/box | 4383.8 | 2927.32 | 3546 | 4383.8 | 207.76 | 1650.83
RT2-05-026e | Extension sets Blood- 100/box | 2617.4 | 1713.1 | 2050 | 2617.4 | N/A | N/A
RT2-05-026f | Neonatal Closed blood set with Filter - 100/box | 4219.35 | 3068.54 | 3487.5 | 4219.35 | N/A | N/A
RT2-05-026g | Compatible Syringes LUER LOCK Size: 2ml (Pk of 10) | 19.55 | 157.41 | 14.5 | 19.55 | 17.5 | N/A
RT2-05-026h | Compatible Syringes LUER LOCK Size: 3ml (Pk of 10) | 14.95 | 108.53 | 11.1 | 14.95 | 17.5 | N/A
RT2-05-026i | Compatible Syringes LUER LOCK Size: 5ml (Pk of 10) | 16.1 | 125.99 | 12.4 | 16.1 | 17.5 | 1650.83
RT2-05-026j | Compatible Syringes LUER LOCK Size: 10ml (Pk of 10) | 26.45 | 179.46 | 21.5 | 26.45 | 22.26 | 1650.83
RT2-05-026k | Compatible Syringes LUER LOCK Size: 20ml (Pk of 10) | 43.7 | 123.31 | 34.5 | 43.7 | 25.77 | N/A
RT2-05-026l | Compatible Syringes LUER LOCK Size: 30ml (Pk of 10) | 131.1 | 183.15 | 105 | 131.1 | 53.95 | N/A
RT2-05-026m | Compatible Syringes LUER LOCK Size: 50ml (Pk of 10) | 157.55 | 188.05 | 82 | 157.55 | 85.05 | 2751.38
RT2-05-026n | Compatible Syringes LUER LOCK Size: 60ml (Pk of 10) | 313.95 | 206.95 | 82 | 313.95 | 85.05 | 2751.38
# | RT2-05-031: Deep Vein Thrombosis (DVT) Pump
1 | Item Number: RT2-05-031
2 | Item Name : Deep Vein Thrombosis (DVT) Pump
3 | Suppliers' Name | Tara Healthcare (Pty) Ltd (Offer 1) | Genvera Medical Technology (Pty) Ltd (Offer 1) | BEM Medical (Pty) Ltd (Offer 1)
3.1 | Make/Brand | Med Health | Vesoflow SQS | Longest
3.2 | Model | MHH | Vesoflow M13 | LGT-2200DVT
3.3 | Country of Origin | China | Taiwab | China
3.4 | Lead time | 21 Days | 60 Days | 4 to 6 Weeks
4 | A starter-pack of consumables must be supplied with the unit: | Qty | Qty | Qty
4.1 | Standard foot cuff | Each | Each | Each
4.2 | Large foot cuff | Each | Each | Each
4.3 | Small leg sleeve | Each | Each | Each
4.4 | Medium leg sleeve | Each | Each | Each
4.5 | Large leg sleeve | Each | Each | Each
4.6 | Hose | Each | Each | Each
4.7 | Rechargeable Battery | Each | Each | Each
5 | Warranty (2-year): Year 1 and Year 2
5.1 | Warranty Entails: A 2-year warranty against poor workmanship and latent defects and parts. This must be all inclusive and include, BUT NOT LIMITED TO, amongst others, ALL PARTS (including Batteries), Labour, Traveling and Accommodation. The 2-year warranty must also include all quality check, quality assurance requirements, Preventative/Corrective Maintenance/Calibrations, Software updates and upgrades to be included. This 2-year warranty will commence after formal Commissioning and handover of the equipment. | 24 Months | 24 Months | 24 Months
6 | Unit Price(Inclusive of VAT, Standard Accessories & Consumables, and 2-year Warranty) | 18438.7 | 18915.89 | 27755.25
7 | Post Warranty 5 Year Comprehensive Maintenance
| Year 3 | 1750 | 2661.98 | 2320
| Year 4 | 1750 | 2861.27 | 2552
| Year 5 | 2563 | 3110.65 | 2807.2
| Year 6 | 2563 | 3991.9 | 3087.92
| Year 7 | 2563 | 4180.68 | 3396.71
| Total Maintenance Cost: | 11189 | 16806.48 | 14163.83
Maintenance Entails: A Fully Comprehensive 5-year Preventative Maintenance/Service and Corrective Maintenance/Repair contract covering all equipment, hardware and software. This contract would cover, but not be limited to the following: ALL PARTS (including Batteries), labour, travelling, accommodation, service and repair. The 5-year Maintenance Plan must also include all quality check, quality assurance requirements, calibrations , Software updates and upgrades.This contract will commence after the 2-year warranty period has expired.
8 | Estimated Life-span | 7 Years | 10 Years | 10 Years
9 | Replacement Accessories & Consumables | Delivered Price | Delivered Price | Delivered Price
RT2-05-031a | Standard foot cuff | 517.5 | 1026.54 | 592.02
RT2-05-031b | Large foot cuff | 517.5 | 1026.54 | 592.02
RT2-05-031c | Small leg sleeve | 517.5 | 891.41 | 592.02
RT2-05-031d | Medium leg sleeve | 517.5 | 891.41 | 775.01
RT2-05-031e | Large leg sleeve | 517.5 | 891.41 | 775.01
RT2-05-031f | Small calf sleeve | 517.5 | 780.06 | 775.01
RT2-05-031g | Medium calf sleeve | 517.5 | 780.06 | 823.45
RT2-05-031h | Large calf sleeve | 517.5 | 780.06 | 823.45
RT2-05-031i | Small thigh sleeve | 517.5 | 780.06 | 823.45
RT2-05-031j | Medium thigh sleeve | 823.45 | 780.06 | 775.01
RT2-05-031k | Large thigh sleeve | 517.5 | 780.06 | 775.01
RT2-05-031l | Hose | 517.5 | 780.06 | 737.33
RT2-05-031m | Rechargeable Battery | 517.5 | 780.06 | TBC
# | RT2-05-032: Ultrasound, Cardiology
1 | Item Number: RT2-05-032
2 | Item Name : Ultrasound, Cardiology
3 | Suppliers' Name | Mbuso medical supplies (Pty) Ltd (Offer 1) | Ecomed Medical (Pty) Ltd (Offer 2) | Respiratory Care Africa (Pty) Ltd (Offer 1)
3.1 | Make/Brand | FUJIFILM | GE Healthcare | Mindray Recho R9
3.2 | Model | ARIETTA 750VE | Vivid S70N Ultra | RER9-RT2-3P-CAR
3.3 | Country of Origin | JAPAN | UAE | China
3.4 | Lead time | 30 Days | 84 Days | 56 Days
4 | A starter-pack of consumables must be supplied with the unit: | Qty | Qty | Qty
4.1 | 3 lead ECG cable | Each | Each | Each
4.2 | Multi array cardiac transducer 1-5 MHz for Cardiac Echography as well as lung ultrasound | Each | Each | Each
4.3 | 2 to 7 MHz Transoesophageal 3D echocardiography probe with live 3D software (adults) | Each | Each | Each
4.4 | 5-12 MHz broadband phased array with small footprint for paediatric cardiac and general applications | Each | Each | Each
4.5 | Ultrasound Gel | Each | Each | Each
4.6 | Printer | Each | Each | Each
4.7 | Printing paper (1 box) | Box | Box | Box
5 | Warranty (2-year): Year 1 and Year 2
5.1 | Warranty Entails: A 2-year warranty against poor workmanship and latent defects and parts. This must be all inclusive and include, BUT NOT LIMITED TO, amongst others, ALL PARTS (including Batteries), Labour, Traveling and Accommodation. The 2-year warranty must also include all quality check, quality assurance requirements, Preventative/Corrective Maintenance/Calibrations, Software updates and upgrades to be included. This 2-year warranty will commence after formal Commissioning and handover of the equipment. | 24 Months | 24 Months | 24 Months
6 | Unit Price(Inclusive of VAT, Standard Accessories & Consumables, and 2-year Warranty) | 1879612.81 | 1999438.3 | 2300000
7 | Post Warranty 5 Year Comprehensive Maintenance
| Year 3 | 7600 | TBC | 17191
| Year 4 | 5700 | TBC | 11750
| Year 5 | 5700 | TBC | 11927
| Year 6 | 7600 | TBC | 17724
| Year 7 | 5700 | TBC | 12328
| Total Maintenance Cost: | 32300 | 0 | 70920
Maintenance Entails: A Fully Comprehensive 5-year Preventative Maintenance/Service and Corrective Maintenance/Repair contract covering all equipment, hardware and software. This contract would cover, but not be limited to the following: ALL PARTS (including Batteries), labour, travelling, accommodation, service and repair. The 5-year Maintenance Plan must also include all quality check, quality assurance requirements, calibrations , Software updates and upgrades.This contract will commence after the 2-year warranty period has expired.
8 | Estimated Life-span | 7 Years | 10 Years | 10 Years
9 | Replacement Accessories & Consumables | Delivered Price | Delivered Price | Delivered Price
RT2-05-032a | Uninterrupted Power Supply (UPS) | N/A | 14490 | 15813
RT2-05-032b | Hockey stick-like broadband linear array transducer 7-15 MHz | 240318.45 | 136383.1 | 130928
RT2-05-032c | 3 to 7 MHz paediatric transoesophagial (TEE) probe | TBC | TBC | TBC
RT2-05-032d | 3 lead ECG cable | 14999 | 6303.15 | 10481
RT2-05-032e | Multi array cardiac transducer 1-5 MHz for Cardiac Echography as well as lung ultrasound | 479115.88 | 199579.05 | 213469
RT2-05-032f | 2 to 7 MHz Transoesophageal 3D echocardiography probe with live 3D software (adults) | TBC | TBC | TBC
RT2-05-032g | 5-12 MHz broadband phased array with small footprint for paediatric cardiac and general applications | 91260.17 | 130668.75 | 121756
RT2-05-032h | Printing paper | TBC | TBC | TBC
RT2-05-032i | Ultrasound Gel | TBC | TBC | TBC
# | RT2-05-035: Suction Unit, Mobile with Battery
1 | Item Number: RT2-05-035
2 | Item Name : Suction Unit, Mobile with Battery
3 | Suppliers' Name | Ecomed Medical (Pty) Ltd (Offer 1) | Ecomed Medical (Pty) Ltd (Offer 2)
3.1 | Make/Brand | SMAF | Lifetime
3.2 | Model | JX820D-1 | SA02PB
3.3 | Country of Origin | China | Türkiye
3.4 | Lead time | 70 Days | 56 Days
4 | A starter-pack of consumables must be supplied with the unit: | Qty | Qty
4.1 | Silicone tubes (soft) set 8 x 14 mm
4.2 | Tube connectors
4.3 | Probe connector
4.4 | Aspiration probe.
4.5 | Particle filter
4.6 | Suction tube with canula, reusable
4.7 | Vacuum probe
4.8 | Hose vacuum probe
4.9 | Suction Regulator
4.10 | Suction Gauge
4.11 | Rechargeable Battery
5 | Warranty (2-year): Year 1 and Year 2
5.1 | Warranty Entails: A 2-year warranty against poor workmanship and latent defects and parts. This must be all inclusive and include, BUT NOT LIMITED TO, amongst others, ALL PARTS (including Batteries), Labour, Traveling and Accommodation. The 2-year warranty must also include all quality check, quality assurance requirements, Preventative/Corrective Maintenance/Calibrations, Software updates and upgrades to be included. This 2-year warranty will commence after formal Commissioning and handover of the equipment. | 24 Months | 24 Months
6 | Unit Price(Inclusive of VAT, Standard Accessories & Consumables, and 2-year Warranty) | 21063.4 | 22008.7
7 | Post Warranty 5 Year Comprehensive Maintenance
| Year 3 | N/A | N/A
| Year 4 | N/A | N/A
| Year 5 | N/A | N/A
| Year 6 | N/A | N/A
| Year 7 | N/A | N/A
| Total Maintenance Cost: | N/A | N/A
Maintenance Entails: A Fully Comprehensive 5-year Preventative Maintenance/Service and Corrective Maintenance/Repair contract covering all equipment, hardware and software. This contract would cover, but not be limited to the following: ALL PARTS (including Batteries), labour, travelling, accommodation, service and repair. The 5-year Maintenance Plan must also include all quality check, quality assurance requirements, calibrations , Software updates and upgrades.This contract will commence after the 2-year warranty period has expired.
8 | Estimated Life-span | 7 Years
9 | Replacement Accessories & Consumables | Delivered Price | Delivered Price
RT2-05-035a | Silicone tubes (soft) set 8 x 14 mm | 186.3 | 212.75
RT2-05-035b | Tube connectors | 65.55 | 74.75
RT2-05-035c | Probe connector | 65.55 | 74.75
RT2-05-035d | Aspiration probe. | 158.7 | 180.55
RT2-05-035e | Particle filter | 65.55 | 74.75
RT2-05-035f | Suction tube with canula, reusable | 140.3 | 159.85
RT2-05-035g | Suction Regulator | 966 | 1104
RT2-05-035h | Suction Gauge | 279.45 | 318
RT2-05-035i | Rechargeable Battery

## CAT 6- GEN SURGERY
RT2-2025 SUPPLY, DELIVERY, INSTALLATION, COMMISSIONING, TRAINING AND MAINTENANCE OF MEDICAL EQUIPMENT TO THE STATE FOR THE PERIOD 1 AUGUST 2026 TO 31 JULY 20230 CONTRACT PRICING WITH REPLACEMENT ACCESSORIES
CATEGOGY 6: GENERAL SURGERY EQUIPMENT
# | RT2-06-001
1 | Item Number: RT2-06-001
2 | Item Name : Doppler, Vascular
3 | Suppliers' Name | Ecomed Medical
3.1 | Make/Brand | Bestman
3.2 | Model | BF-560
3.3 | Country of Origin | China
3.4 | Lead time | 56 Days
4 | A starter-pack of consumables must be supplied with the unit: | Qty
4.1 | Vascular probe
4.2 | Rechargeble Battery
4.3 | Power adapter
5 | Warranty (2-year): Year 1 and Year 2
5.1 | Warranty Entails: A 2-year warranty against poor workmanship and latent defects and parts. This must be all inclusive and include, BUT NOT LIMITED TO, amongst others, ALL PARTS (including Batteries), Labour, Traveling and Accommodation. The 2-year warranty must also include all quality check, quality assurance requirements, Preventative/Corrective Maintenance/Calibrations, Software updates and upgrades to be included. This 2-year warranty will commence after formal Commissioning and handover of the equipment. | 24 Months
6 | Unit Price(Inclusive of VAT, Standard Accessories & Consumables, and 2-year Warranty) | 5109.45
7 | Estimated Life-span | 3 Years
8 | Replacement Accessories & Consumables | Delivered Price
RT2-06-001a | Vascular probe | 1531.8

## CAT 7 - ORTHOPAEDIC EQUIPMENT
RT2-2025 SUPPLY, DELIVERY, INSTALLATION, COMMISSIONING, TRAINING AND MAINTENANCE OF MEDICAL EQUIPMENT TO THE STATE FOR THE PERIOD 1 AUGUST 2026 TO 31 JULY 20230 CONTRACT PRICING WITH REPLACEMENT ACCESSORIES
CATEGORY 07: ORTHOPAEDIC EQUIPMENT
# | RT2-07-001: Electric Drill, Small Bones
1 | Item Number: RT2-07-001
2 | Item Name : Electric Drill, Small Bones
3 | Suppliers' Name | Respiratory Care Africa (Pty)Ltd
3.1 | Make/Brand | Arthrex DrillSaw Highspeed 200 System
3.2 | Model | AR-200-1
3.3 | Country of Origin | USA
3.4 | Lead time | 45 Days
4 | A starter-pack of consumables must be supplied with the unit: | Qty
3.1 | Trinkle/AO attachments, which must accept trinkle and ASIF/AO, type accessories | Each
3.2 | Reaming attachment, which must accept large HEX. AO Reamers | Each
3.3 | Sagittal blade (Set of 10): Sizes as per Endusers choice | Set of 10
3.4 | 4.0mm Jacobs chuck and a key | Each
3.5 | Oscillating blade (Set of 10): Sizes as per Endusers choice | Set of 10
3.6 | Pin driver | Each
3.7 | Sterilization case | Each
3.8 | Small bones blade (Set of 10): Sizes as per Endusers choice | Set of 10
3.9 | Wire driver | Each
5.1 | Warranty Entails: A 2-year warranty against poor workmanship and latent defects and parts. This must be all inclusive and include, BUT NOT LIMITED TO, amongst others, ALL PARTS (including Batteries), Labour, Traveling and Accommodation. The 2-year warranty must also include all quality check, quality assurance requirements, Preventative/Corrective Maintenance/Calibrations, Software updates and upgrades to be included. This 2-year warranty will commence after formal Commissioning and handover of the equipment. | 24 Months
6 | Unit Price(Inclusive of VAT, Standard Accessories & Consumables, and 2-year Warranty) | 492500
7 | Post Warranty 5 Year Comprehensive Maintenance
| Year 3 | 33909
| Year 4 | 33909
| Year 5 | 33909
| Year 6 | 33909
| Year 7 | 33909
| Total Maintenance Cost: | 169545
Maintenance Entails: A Fully Comprehensive 5-year Preventative Maintenance/Service and Corrective Maintenance/Repair contract covering all equipment, hardware and software. This contract would cover, but not be limited to the following: ALL PARTS (including Batteries), labour, travelling, accommodation, service and repair. The 5-year Maintenance Plan must also include all quality check, quality assurance requirements, calibrations , Software updates and upgrades.This contract will commence after the 2-year warranty period has expired.
8 | Estimated Life-span
9 | Replacement Accessories & Consumables | Delivered Price
RT2-07-001a | Trinkle / AO attachments, which must accept trinkle and ASIF / AO, type accessories | 31787
RT2-07-001b | Reaming attachment, which must accept large HEX. AO Reamers | 42518
RT2-07-001c | Sagittal blade (Set of 10): Sizes as per Endusers choice | 46566
RT2-07-001d | 4.0mm Jacobs chuck and a key | 38469
RT2-07-001e | Oscillating blade (Set of 10): Sizes as per Endusers choice | 46566
RT2-07-001f | Pin driver | 44542
RT2-07-001g | Wire driver | 39481
RT2-07-001h | Sterilization case | 30369
RT2-07-001i | Small bones blade (Set of 10): Sizes as per Endusers choice | 15254
# | RT2-07-003: Battery Operated Drill, Small Bones
1 | Item Number: RT2-07-003
2 | Item Name : Battery Operated Drill, Small Bones
3 | Suppliers' Name | Respiratory Care Africa (Pty)Ltd | Medhold Medical (Pty) Ltd
3.1 | Make/Brand | Arthrex DrillSaw Sports 400 System | Conmed
3.2 | Model | AR-400-1 | MICRO FREE DRILL SYSTEM
3.3 | Country of Origin | USA | America
3.4 | Lead time | 45 Days | 42 Days
4 | A starter-pack of consumables must be supplied with the unit: | Qty | Qty
4.1 | Basic hand piece with attachment coupling that accept variety of attachements | Each | Each
4.2 | Jacob Chuck and a key | Each | Each
4.3 | AO/ASIF quick coupling | Each | Each
4.4 | Quick coupling for Kirschner wires | Each | Each
4.5 | Quick coupling for drill bits | Each | Each
4.6 | Large quick coupling | Each | Each
4.7 | Reduction drive unit | Each | Each
4.8 | Drill chuck keyless | Each | Each
4.9 | Sagittal saw attachement with a set of 10 blades: Sizes as per Endusers choice | Set of 10 | Set of 10
4.10 | Oscillating saw attachement with a set of 10 blades: Sizes as per Endusers choice | Set of 10 | Set of 10
4.11 | Sterilization case | Each | Each
4.12 | Hudson Modified Trinkle | Each | Each
4.13 | Li-Ion batteries (x2) | Two | Two
4.14 | Battery charger | Each | Each
4.15 | Reciprocating saw | Each | Each
4.16 | Battery transfer shield | Each | Each
5.1 | Warranty Entails: A 2-year warranty against poor workmanship and latent defects and parts. This must be all inclusive and include, BUT NOT LIMITED TO, amongst others, ALL PARTS (including Batteries), Labour, Traveling and Accommodation. The 2-year warranty must also include all quality check, quality assurance requirements, Preventative/Corrective Maintenance/Calibrations, Software updates and upgrades to be included. This 2-year warranty will commence after formal Commissioning and handover of the equipment. | 24 Months | 24 Months
6 | Unit Price(Inclusive of VAT, Standard Accessories & Consumables, and 2-year Warranty) | 577410 | 729385.663
7 | Post Warranty 5 Year Comprehensive Maintenance
| Year 3 | TBC | 31576.5676
| Year 4 | TBC | 33155.396
| Year 5 | TBC | 34813.1658
| Year 6 | TBC | 36553.8241
| Year 7 | TBC | 38381.5153
| Total Maintenance Cost: | 0 | 174480.4688
Maintenance Entails: A Fully Comprehensive 5-year Preventative Maintenance/Service and Corrective Maintenance/Repair contract covering all equipment, hardware and software. This contract would cover, but not be limited to the following: ALL PARTS (including Batteries), labour, travelling, accommodation, service and repair. The 5-year Maintenance Plan must also include all quality check, quality assurance requirements, calibrations , Software updates and upgrades.This contract will commence after the 2-year warranty period has expired.
8 | Estimated Life-span
9 | Replacement Accessories & Consumables | Delivered Price | Delivered Price
RT2-07-003a | Basic hand piece with attachment coupling that accept variety of attachements | 148953 | 109292.9679
RT2-07-003b | Jacob Chuck and a key | 13665 | 15365.3222
RT2-07-003c | AO/ASIF quick coupling | 12451 | 11836.989
RT2-07-003d | Quick coupling for Kirschner wires | 34924 | 22393.5344
RT2-07-003e | Quick coupling for drill bits | 12451 | 13095.6733
RT2-07-003f | Large quick coupling | 12451 | 16133.5883
RT2-07-003g | Reduction drive unit | N/A | N/A
RT2-07-003h | Drill chuck keyless | 24296 | 34856.518
RT2-07-003i | Instrument tray where all accessories can be placed for cleaning | 32408 | 35226.4239
RT2-07-003j | Sagittal saw attachement with a set of 10 blades: Sizes as per Endusers choice | TBC | 4552.6881
RT2-07-003k | Oscillating saw attachement with a set of 10 blades: Sizes as per Endusers choice | TBC | 6544.4891
RT2-07-003l | Sterilization case | 32408 | 28340.4832
RT2-07-003m | Hudson Modified Trinkle | 38963 | 13095.6733
RT2-07-003n | Li-Ion battery x2 | 25813 | TBC
RT2-07-003n-1 | Li-Ion battery x3 | N/A | TBC
RT2-07-003o | Battery charger | TBC | TBC
RT2-07-003p | Battery trabsfer shield | 2494 | N/A
RT2-07-003q | High Speed bur attachments uses R60-5XX series rotary burs | 23570 | TBC
# | RT2-07-004: Battery Operated Drill, Large Bones
1 | Item Number: RT2-07-004
2 | Item Name : Battery Operated Drill, Large Bones
3 | Suppliers' Name | Respiratory Care Africa (Pty)Ltd (Offer 2) | Medhold Medical (Pty) Ltd (Offer 1)
3.1 | Make/Brand | Arthrex DrillSaw Sports 400 System including dedicated Sagittal Saw hand piece | Conmed
3.2 | Model | AR-400-2 | PRO9200B
3.3 | Country of Origin | USA | America
3.4 | Lead time | 45 Days | 42 Days
4 | A starter-pack of consumables must be supplied with the unit: | Qty | Qty
4.1 | Basic hand piece with attachment coupling that accept variety of attachements | Each | Each
4.2 | Jacob Chuck and a key | Each | Each
4.3 | AO/ASIF quick coupling | Each | Each
4.4 | Quick coupling for Kirschner wires | Each | Each
4.5 | Quick coupling for drill bits | Each | Each
4.6 | Large quick coupling | Each | Each
4.7 | Reduction drive unit | Each | Each
4.8 | Drill chuck keyless | Each | Each
4.9 | Sagittal saw attachement with a set of 10 blades: Sizes as per Endusers choice | Set of 10 | Set of 10
4.10 | Oscillating saw attachement with a set of 10 blades: Sizes as per Endusers choice | Set of 10 | Set of 10
4.11 | Sterilization case | Each | Each
4.12 | Hudson Modified Trinkle | Each | Each
4.13 | Li-Ion batteries (x2) | Two | Two
4.14 | Battery charger | Each | Each
4.15 | Reciprocating saw | Each | Each
4.16 | Battery transfer shield | Each | Each
5.1 | Warranty Entails: A 2-year warranty against poor workmanship and latent defects and parts. This must be all inclusive and include, BUT NOT LIMITED TO, amongst others, ALL PARTS (including Batteries), Labour, Traveling and Accommodation. The 2-year warranty must also include all quality check, quality assurance requirements, Preventative/Corrective Maintenance/Calibrations, Software updates and upgrades to be included. This 2-year warranty will commence after formal Commissioning and handover of the equipment. | 24 Months | 24 Months
6 | Unit Price(Inclusive of VAT, Standard Accessories & Consumables, and 2-year Warranty) | 837150 | 789904.7701
7 | Post Warranty 5 Year Comprehensive Maintenance
| Year 3 | TBC | 4913.6429
| Year 4 | TBC | 5159.325
| Year 5 | TBC | 5417.2913
| Year 6 | TBC | 5688.1558
| Year 7 | TBC | 5972.5636
| Total Maintenance Cost: | 0 | 27150.9786
Maintenance Entails: A Fully Comprehensive 5-year Preventative Maintenance/Service and Corrective Maintenance/Repair contract covering all equipment, hardware and software. This contract would cover, but not be limited to the following: ALL PARTS (including Batteries), labour, travelling, accommodation, service and repair. The 5-year Maintenance Plan must also include all quality check, quality assurance requirements, calibrations , Software updates and upgrades.This contract will commence after the 2-year warranty period has expired.
8 | Estimated Life-span
9 | Replacement Accessories & Consumables | Delivered Price | Delivered Price
RT2-07-004a | Basic hand piece with attachment coupling that accept variety of attachements | 415357 | 107363.0969
RT2-07-004b | Jacob Chuck and a key | 13665 | 25736.0778
RT2-07-004c | AO/ASIF quick coupling | 12451 | 11140.6955
RT2-07-004d | Quick coupling for Kirschner wires | 34924 | 21076.2677
RT2-07-004e | Quick coupling for drill bits | 12451 | 24905.8818
RT2-07-004f | Large quick coupling | 12451 | 15184.5537
RT2-07-004g | Reduction drive unit | N/A | N/A
RT2-07-004h | Drill chuck keyless | TBC | TBC
RT2-07-004i | Instrument tray where all accessories can be placed for cleaning | 32408 | TBC
RT2-07-004j | Sagittal saw attachement with a set of 10 blades: Sizes as per Endusers choice | TBC | 4552.6881
RT2-07-004k | Oscillating saw attachement with a set of 10 blades: Sizes as per Endusers choice | TBC | 14340.9674
RT2-07-004l | Sterilization case | 32408 | 25548.6142
RT2-07-004m | Hudson Modified Trinkle | 38963 | 13095.6733
RT2-07-004n | Li-Ion battery x2 | 25813 | 26611.3779
RT2-07-004o | Battery charger | TBC | TBC
RT2-07-004p | Battery trabsfer shield | 2494 | N/A
RT2-07-004q | High Speed bur attachments uses R60-5XX series rotary burs | 23570 | 24905.8818

## CAT 8 - OPHTHALMOLOGY
RT2-2025 SUPPLY, DELIVERY, INSTALLATION, COMMISSIONING, TRAINING AND MAINTENANCE OF MEDICAL EQUIPMENT TO THE STATE FOR THE PERIOD 1 AUGUST 2026 TO 31 JULY 20230 CONTRACT PRICING WITH REPLACEMENT ACCESSORIES
CATEGORY 8: OPHTHALMOLOGY EQUIPMENT
# | RT2-08-001
1 | Item Number: RT2-08-001
2 | Item Name : A& B Scanner with Pachymetry
3 | Suppliers' Name | Miba Snips T/A Medequip
3.1 | Make/Brand | Tomey
3.2 | Model | 440-026
3.3 | Country of Origin | JAPAN
3.4 | Lead time | 28 Days
4 | A starter-pack of consumables must be supplied with the unit: | Qty
4.1 | Internal database UBM 40MHz B-probe | Each
4.2 | Biometry A-scan 10 MHz A-diagnostic probe | Each
4.3 | 10 MHz 2-ring array B-probe | Each
4.4 | Pachymetry 20 MHz solid state probe tip 1.5 mm with an angle of at least 45° | Each
4.5 | Biometry 10 MHz solid state probe with built in red fixation LED | Each
4.6 | A-scan diagnosis 10 MHz solid state probe | Each
4.7 | Printing paper (Pk of 10) | Pack of 10
5 | Warranty (2-year): Year 1 and Year 2
5.1 | Warranty Entails: A 2-year warranty against poor workmanship and latent defects and parts. This must be all inclusive and include, BUT NOT LIMITED TO, amongst others, ALL PARTS (including Batteries), Labour, Traveling and Accommodation. The 2-year warranty must also include all quality check, quality assurance requirements, Preventative/Corrective Maintenance/Calibrations, Software updates and upgrades to be included. This 2-year warranty will commence after formal Commissioning and handover of the equipment. | 24 Months
6 | Unit Price(Inclusive of VAT, Standard Accessories & Consumables, and 2-year Warranty) | 625439.0633
7 | Post Warranty 5 Year Comprehensive Maintenance
| Year 3 | 6325
| Year 4 | 6957.5
| Year 5 | 7653.25
| Year 6 | 8418.575
| Year 7 | 9260.4325
| Total Maintenance Cost: | 32289.7575
Maintenance Entails: A Fully Comprehensive 5-year Preventative Maintenance/Service and Corrective Maintenance/Repair contract covering all equipment, hardware and software. This contract would cover, but not be limited to the following: ALL PARTS (including Batteries), labour, travelling, accommodation, service and repair. The 5-year Maintenance Plan must also include all quality check, quality assurance requirements, calibrations , Software updates and upgrades.This contract will commence after the 2-year warranty period has expired.
8 | Estimated Life-span | 10 Years
9 | Replacement Accessories & Consumables | Amount
RT2-08-001a | Internal database UBM 40MHz B-probe | 177384.418
RT2-08-001b | Biometry A-scan 10 MHz A-diagnostic probe | 98070.183
RT2-08-001c | 10 MHz 2-ring array B-probe | 135482.558
RT2-08-001d | Pachymetry 20 MHz solid state probe tip 1.5 mm with an angle of at least 45° | 35616.581
RT2-08-001d | Biometry 10 MHz solid state probe with built in red fixation LED | 36414.589
RT2-08-001e | A-scan diagnosis 10 MHz solid state probe | 35616.581
RT2-08-001f | Printing paper (Pk of 10) | 1047.5465
# | RT2-08-002
1 | Item Number: RT2-08-002
2 | Item Name : Ophthalmic Auto Ref-Keratometer
3 | Suppliers' Name | Miba Snips T/A Medequip
3.1 | Make/Brand | Tomey
3.2 | Model | 570-015
3.3 | Country of Origin | JAPAN
3.4 | Lead time | 28 Days
4 | A starter-pack of consumables must be supplied with the unit: | Qty
4.1 | Printing paper (pack of 10) | Pack of 10
4.2 | Dust cover | Each
5 | Warranty (2-year): Year 1 and Year 2
5.1 | Warranty Entails: A 2-year warranty against poor workmanship and latent defects and parts. This must be all inclusive and include, BUT NOT LIMITED TO, amongst others, ALL PARTS (including Batteries), Labour, Traveling and Accommodation. The 2-year warranty must also include all quality check, quality assurance requirements, Preventative/Corrective Maintenance/Calibrations, Software updates and upgrades to be included. This 2-year warranty will commence after formal Commissioning and handover of the equipment. | 24 Months
6 | Unit Price(Inclusive of VAT, Standard Accessories & Consumables, and 2-year Warranty) | 159627.958
7 | Post Warranty 5 Year Comprehensive Maintenance
| Year 3 | 3200
| Year 4 | 3520
| Year 5 | 3872
| Year 6 | 4259.2
| Year 7 | 4685.12
| Total Maintenance Cost: | 19536.32
Maintenance Entails: A Fully Comprehensive 5-year Preventative Maintenance/Service and Corrective Maintenance/Repair contract covering all equipment, hardware and software. This contract would cover, but not be limited to the following: ALL PARTS (including Batteries), labour, travelling, accommodation, service and repair. The 5-year Maintenance Plan must also include all quality check, quality assurance requirements, calibrations , Software updates and upgrades.This contract will commence after the 2-year warranty period has expired.
8 | Estimated Life-span | 10 Years
9 | Replacement Accessories & Consumables | Delivery Price Incl. Vat
RT2-08-002a | Printing paper (pack of 10) | 759.759
RT2-08-002b | Dust cover | 1381.38

## CAT 10-STERILIZATION & DISINF
RT2-2025 SUPPLY, DELIVERY, INSTALLATION, COMMISSIONING, TRAINING AND MAINTENANCE OF MEDICAL EQUIPMENT TO THE STATE FOR THE PERIOD 1 AUGUST 2026 TO 31 JULY 20230 CONTRACT PRICING WITH REPLACEMENT ACCESSORIES
CATEGORY 10: STERILIZATION & DISINFECTION EQUIPMENT
# | RT2-10-001
1 | Item Number: RT2-10-001
2 | Item Name : Autoclave - Tabletop 24-30 liters
3 | Suppliers' Name | Tara Healthcare | Ecomed Medical (Pty) Ltd | Marcus Medical
3.1 | Make/Brand | Shinva | SHINVA | T-EDGE
3.2 | Model | MOST-T T24-E | MOST-T T24-E | T-EDGE 11
3.3 | Country of Origin | China | China | Israel
3.4 | Lead time | 21 days | 84 Days | 120 Days
4 | A starter-pack of consumables must be supplied with the unit: | Qty | Qty | Qty
4.1 | DIN tray | Each | Each | Each
4.2 | Bacteria filters | Each | Each | Each
4.3 | Printing paper | Each | Each | Each
5 | Warranty (2-year): Year 1 and Year 2
5.1 | Warranty Entails: A 2-year warranty against poor workmanship and latent defects and parts. This must be all inclusive and include, BUT NOT LIMITED TO, amongst others, ALL PARTS (including Batteries), Labour, Traveling and Accommodation. The 2-year warranty must also include all quality check, quality assurance requirements, Preventative/Corrective Maintenance/Calibrations, Software updates and upgrades to be included. This 2-year warranty will commence after formal Commissioning and handover of the equipment. | 24 Months | 24 Months | 24 Months
6 | Unit Price(Inclusive of VAT, Standard Accessories & Consumables, and 2-year Warranty) | 59277.6 | 62311.6 | TBC
7 | Post Warranty 5 Year Comprehensive Maintenance
| Year 3 | 3850 | 3879 | TBC
| Year 4 | 3850 | 3879 | TBC
| Year 5 | 3850 | 3879 | TBC
| Year 6 | 3850 | 3879 | TBC
| Year 7 | 3850 | 3879 | TBC
| Total Maintenance Cost: | 19250 | 19395 | 0
Maintenance Entails: A Fully Comprehensive 5-year Preventative Maintenance/Service and Corrective Maintenance/Repair contract covering all equipment, hardware and software. This contract would cover, but not be limited to the following: ALL PARTS (including Batteries), labour, travelling, accommodation, service and repair. The 5-year Maintenance Plan must also include all quality check, quality assurance requirements, calibrations , Software updates and upgrades.This contract will commence after the 2-year warranty period has expired.
8 | Estimated Life-span | 10 Years | 10 Years | 10 Years
9 | Replacement Accessories & Consumables | Amount | Amount | Amount
RT2-10-01a | DIN tray | TBC | 1055.7
RT2-10-01b | Bacteria filters | 728 | 658.95
RT2-10-01c | Printing paper | 104.85 | 67.85
# | RT2-10-003
1 | Item Number: RT2-10-003
2 | Item Name : Autoclave, Tabletop, 40-50L
3 | Suppliers' Name | Ecomed Medical (Pty) Ltd | Tara Healthcare
3.1 | Make/Brand | SHINVA | Shinva
3.2 | Model | MOST-T T45-E | MOST-T
3.3 | Country of Origin | China | China
3.4 | Lead time | 84 Days | 21 Days
4 | A starter-pack of consumables must be supplied with the unit: | Qty | Qty
4.1 | DIN tray | Each | Each
4.2 | Bacteria filters | Each | Each
4.3 | Printing paper | Each | Each
5 | Warranty (2-year): Year 1 and Year 2 | Each | Each
5.1 | Warranty Entails: A 2-year warranty against poor workmanship and latent defects and parts. This must be all inclusive and include, BUT NOT LIMITED TO, amongst others, ALL PARTS (including Batteries), Labour, Traveling and Accommodation. The 2-year warranty must also include all quality check, quality assurance requirements, Preventative/Corrective Maintenance/Calibrations, Software updates and upgrades to be included. This 2-year warranty will commence after formal Commissioning and handover of the equipment. | 24 Months | 24 Months
6 | Unit Price(Inclusive of VAT, Standard Accessories & Consumables, and 2-year Warranty) | 103102.1 | 105896.9
7 | Post Warranty 5 Year Comprehensive Maintenance
| Year 3 | 4082.5 | 3850
| Year 4 | 4082.5 | 3850
| Year 5 | 4082.5 | 3850
| Year 6 | 4082.5 | 3850
| Year 7 | 4082.5 | 3850
| Total Maintenance Cost: | 16330 | 15400
Maintenance Entails: A Fully Comprehensive 5-year Preventative Maintenance/Service and Corrective Maintenance/Repair contract covering all equipment, hardware and software. This contract would cover, but not be limited to the following: ALL PARTS (including Batteries), labour, travelling, accommodation, service and repair. The 5-year Maintenance Plan must also include all quality check, quality assurance requirements, calibrations , Software updates and upgrades.This contract will commence after the 2-year warranty period has expired.
8 | Estimated Life-span | 10 Years | 10 Years
9 | Replacement Accessories & Consumables | Amount | Amount
RT2-10-03a | DIN tray | 1773.3 | TBC
RT2-10-03b | Bacteria filters | TBC | TBC
RT2-10-03c | Printing paper | TBC | TBC
# | RT2-10-004
1 | Item Number: RT2-10-004
2 | Item Name : Ultrasonic Washer (30L)
3 | Suppliers' Name | Ecomed Medical (Pty) Ltd | Medhold Medical | Medhold Medical (Offer 1) | Medhold Medical (Offer 3) | SafMed (Pty) Ltd
3.1 | Make/Brand | SHINVA | Getinge | Getinge | Getinge | STERIS Innowave
3.2 | Model | CS-30-T-E | 6003001203 Getinge Elmasonic Med 300 | 6003001204 Getinge Elmasonic Med 500 | 6003001205 Getinge Elmasonic Med 900;230V | Innowave Ultra
3.3 | Country of Origin | China | Germany | Germany | Germany | United Kingdom
3.4 | Lead time | 84 Days | 104 Days | 104 Days | 104 Days | 84 Days
4 | A starter-pack of consumables must be supplied with the unit: | Qty | Qty | Qty | Qty | Qty
4.1 | Wire basket | Each | Each | Each | Each | Each
4.2 | Lid | Each | Each | Each | Each | Each
5 | Warranty (2-year): Year 1 and Year 2
5.1 | Warranty Entails: A 2-year warranty against poor workmanship and latent defects and parts. This must be all inclusive and include, BUT NOT LIMITED TO, amongst others, ALL PARTS (including Batteries), Labour, Traveling and Accommodation. The 2-year warranty must also include all quality check, quality assurance requirements, Preventative/Corrective Maintenance/Calibrations, Software updates and upgrades to be included. This 2-year warranty will commence after formal Commissioning and handover of the equipment. | 24 Months | 24 Months | 36 Months | 36 Months | 36 Months
6 | Unit Price(Inclusive of VAT, Standard Accessories & Consumables, and 2-year Warranty) | 97732.75 | 109452.9764 | 131620.2405 | 128041.51 | TBC
7 | Post Warranty 5 Year Comprehensive Maintenance
| Year 3 | 5865 | 5672.44 | 5672.44 | 5982.81 | 0
| Year 4 | 5865 | 6161.81 | 6161.81 | 6501.82 | 0
| Year 5 | 5865 | 7385.38 | 7385.38 | 7827.02 | 0
| Year 6 | 5865 | 8095.36 | 8095.36 | 8585.69 | 0
| Year 7 | 5865 | 9837.42 | 9837.42 | 10477.97 | 0
| Total Maintenance Cost: | 29325 | 37152.41 | 37152.41 | 39375.31 | 0
Maintenance Entails: A Fully Comprehensive 5-year Preventative Maintenance/Service and Corrective Maintenance/Repair contract covering all equipment, hardware and software. This contract would cover, but not be limited to the following: ALL PARTS (including Batteries), labour, travelling, accommodation, service and repair. The 5-year Maintenance Plan must also include all quality check, quality assurance requirements, calibrations , Software updates and upgrades.This contract will commence after the 2-year warranty period has expired.
8 | Estimated Life-span | 10 Years | 10 Years | 10 Years | 10 Years | 11 Years
9 | Replacement Accessories & Consumables | Amount | Amount | Amount | Amount | Amount
N/A
# | RT2-10-005
1 | Item Number: RT2-10-005
2 | Item Name : Heat Sealer
3 | Suppliers' Name | Medhold Medical (Offer 3) | SafMed (Pty) Ltd (Offer 1) | SafMed (Pty) Ltd (Offer 2) | Medhold Medical (Offer 4) | Medhold Medical (Offer 1) | Medhold Medical (Offer 2)
3.1 | Make/Brand | Anqing Kangmingna | Famos | Famos | Anqing Kangmingna | Getinge | Getinge
3.2 | Model | KMN100-L UTOMATIC HEAT SEALING MACHINE | F108TX | F108TXP | KMN101-U Auto sealing machine with printer | 6003000194 PROSEAL PLUS | 6003000195 PROSEAL PREMIUM
3.3 | Country of Origin | China | Nertherlands | Nertherlands | China | Nertherlands | Nertherlands
3.4 | Lead time | 104 days | 84 days | 84 days | 104 days | 104 days | 104 days
4 | A starter-pack of consumables must be supplied with the unit: | Qty | Qty | Qty | Qty | Qty | Qty
4,1 | Front table / roller front table | Each | Each | Each | Each | Each | Each
5 | Warranty (2-year): Year 1 and Year 2
5.1 | Warranty Entails: A 2-year warranty against poor workmanship and latent defects and parts. This must be all inclusive and include, BUT NOT LIMITED TO, amongst others, ALL PARTS (including Batteries), Labour, Traveling and Accommodation. The 2-year warranty must also include all quality check, quality assurance requirements, Preventative/Corrective Maintenance/Calibrations, Software updates and upgrades to be included. This 2-year warranty will commence after formal Commissioning and handover of the equipment. | 24 Months | 24 Months | 24 Months | 24 Months | 24 Months | 24 Months
6 | Unit Price(Inclusive of VAT, Standard Accessories & Consumables, and 2-year Warranty) | 46006.2027 | 85350 | 93150 | 72057.5886 | TBC | TBC
7 | Post Warranty 5 Year Comprehensive Maintenance
| Year 3 | 5672.44 | 0 | 0 | 5672.44 | TBC | TBC
| Year 4 | 6161.81 | 0 | 0 | 6161.81 | TBC | TBC
| Year 5 | 7385.38 | 0 | 0 | 7385.38 | TBC | TBC
| Year 6 | 8095.36 | 0 | 0 | 8095.36 | TBC | TBC
| Year 7 | 9837.42 | 0 | 0 | 9837.42 | TBC | TBC
| Total Maintenance Cost: | 37152.41 | 0 | 0 | 37152.41 | 0 | 0
Maintenance Entails: A Fully Comprehensive 5-year Preventative Maintenance/Service and Corrective Maintenance/Repair contract covering all equipment, hardware and software. This contract would cover, but not be limited to the following: ALL PARTS (including Batteries), labour, travelling, accommodation, service and repair. The 5-year Maintenance Plan must also include all quality check, quality assurance requirements, calibrations , Software updates and upgrades.This contract will commence after the 2-year warranty period has expired.
8 | Estimated Life-span | 10 Years | 11 Years | 12 Years | 13 Years | 14 Years | 15 Years
9 | Replacement Accessories & Consumables | Amount | Amount | Amount | Amount | Amount | Amount
N/A
# | RT2-10-006
1 | Item Number: RT2-10-006
2 | Item Name : Plasma Sterilizer 35-50L
3 | Suppliers' Name | Mbuso medical supplies
3.1 | Make/Brand | TBT
3.2 | Model | PLUSMA 50
3.3 | Country of Origin | India
3.4 | Lead time | 30 days
4 | A starter-pack of consumables must be supplied with the unit: | Qty
4.1 | 10 x thermal printing paper rolls | Pack of 10
4.2 | 2 x Instrument loading trays | 2 X Trays
4.3 | 10 x Hydrogen Peroxide cassettes or Cartridges | Pack of 10
4.4 | Biological and Chemical Indicators | Each
5 | Warranty (2-year): Year 1 and Year 2
5.1 | Warranty Entails: A 2-year warranty against poor workmanship and latent defects and parts. This must be all inclusive and include, BUT NOT LIMITED TO, amongst others, ALL PARTS (including Batteries), Labour, Traveling and Accommodation. The 2-year warranty must also include all quality check, quality assurance requirements, Preventative/Corrective Maintenance/Calibrations, Software updates and upgrades to be included. This 2-year warranty will commence after formal Commissioning and handover of the equipment. | 24 Months
6 | Unit Price(Inclusive of VAT, Standard Accessories & Consumables, and 2-year Warranty) | 433370.03
7 | Post Warranty 5 Year Comprehensive Maintenance
| Year 3 | 28500
| Year 4 | 14250
| Year 5 | 14250
| Year 6 | 28500
| Year 7 | 14250
| Total Maintenance Cost: | 99750
Maintenance Entails: A Fully Comprehensive 5-year Preventative Maintenance/Service and Corrective Maintenance/Repair contract covering all equipment, hardware and software. This contract would cover, but not be limited to the following: ALL PARTS (including Batteries), labour, travelling, accommodation, service and repair. The 5-year Maintenance Plan must also include all quality check, quality assurance requirements, calibrations , Software updates and upgrades.This contract will commence after the 2-year warranty period has expired.
8 | Estimated Life-span | 10 Years
9 | Replacement Accessories & Consumables | Amount
RT2-10-06a | Thermal printing paper rolls (Pk of 10) | TBC
RT2-10-06b | Instrument loading tray | TBC
RT2-10-06c | Hydrogen Peroxide cassettes or Cartridges (Pk of 5)
RT2-10-06d | Biological Indicators | TBC
RT2-10-06e | Chemical Indicators | TBC
# | RT2-10-007
1 | Item Number: RT2-10-007
2 | Item Name : Plasma Sterilizer 85-110L
3 | Suppliers' Name | Mbuso medical supplies
3.1 | Make/Brand | TBT
3.2 | Model | PLUSMA 50
3.3 | Country of Origin | India
3.4 | Lead time | 30
4 | A starter-pack of consumables must be supplied with the unit: | Qty
4.1 | 10 x thermal printing paper rolls | Pack of 10
4.2 | 4 x Instrument loading trays | 2 X Trays
4.3 | 10 x Hydrogen Peroxide cassettes or Cartridges | Pack of 10
4.4 | Biological and Chemical Indicators | Each
5 | Warranty (2-year): Year 1 and Year 2
5.1 | Warranty Entails: A 2-year warranty against poor workmanship and latent defects and parts. This must be all inclusive and include, BUT NOT LIMITED TO, amongst others, ALL PARTS (including Batteries), Labour, Traveling and Accommodation. The 2-year warranty must also include all quality check, quality assurance requirements, Preventative/Corrective Maintenance/Calibrations, Software updates and upgrades to be included. This 2-year warranty will commence after formal Commissioning and handover of the equipment. | 24 Months
6 | Unit Price(Inclusive of VAT, Standard Accessories & Consumables, and 2-year Warranty) | 1464308.6
7 | Post Warranty 5 Year Comprehensive Maintenance
| Year 3 | 28500
| Year 4 | 14250
| Year 5 | 14250
| Year 6 | 28500
| Year 7 | 14250
| Total Maintenance Cost: | 99750
Maintenance Entails: A Fully Comprehensive 5-year Preventative Maintenance/Service and Corrective Maintenance/Repair contract covering all equipment, hardware and software. This contract would cover, but not be limited to the following: ALL PARTS (including Batteries), labour, travelling, accommodation, service and repair. The 5-year Maintenance Plan must also include all quality check, quality assurance requirements, calibrations , Software updates and upgrades.This contract will commence after the 2-year warranty period has expired.
8 | Estimated Life-span | 10 Years
9 | Replacement Accessories & Consumables | Amount
RT2-10-07a | Thermal printing paper rolls (Pk of 10) | TBC
RT2-10-07b | Instrument loading tray | TBC
RT2-10-07c | Hydrogen Peroxide cassettes or Cartridges (Pk of 5)
RT2-10-07d | Biological Indicators | TBC
RT2-10-07e | Chemical Indicators | TBC
# | RT2-10-008
1 | Item Number: RT2-10-008
2 | Item Name : Plasma Sterilizer 145-160L
3 | Suppliers' Name | Mbuso medical supplies | SafMed (Pty) Ltd | Medhold Medical
3.1 | Make/Brand | TBT | STERIS VPRO | Getinge
3.2 | Model | PLUSMA 150 | V-PRO Max2 | 6034510000 GLTS VH 150 H1
3.3 | Country of Origin | India | Mexico | Poland
3.4 | Lead time | 30 days | 84 days | 104 days
4 | A starter-pack of consumables must be supplied with the unit: | Qty | Qty | Qty
4.1 | 10 x thermal printing paper rolls | Pack of 10 | Pack of 10 | Pack of 10
4.2 | 4 x Instrument loading trays | 2 X Trays | 2 X Trays | 2 X Trays
4.3 | 10 x Hydrogen Peroxide cassettes or Cartridges | Pack of 10 | Pack of 10 | Pack of 10
4.4 | Biological and Chemical Indicators | Each | Each | Each
5 | Warranty (2-year): Year 1 and Year 2
5.1 | Warranty Entails: A 2-year warranty against poor workmanship and latent defects and parts. This must be all inclusive and include, BUT NOT LIMITED TO, amongst others, ALL PARTS (including Batteries), Labour, Traveling and Accommodation. The 2-year warranty must also include all quality check, quality assurance requirements, Preventative/Corrective Maintenance/Calibrations, Software updates and upgrades to be included. This 2-year warranty will commence after formal Commissioning and handover of the equipment. | 24 Months | 24 Months | 36 Months
6 | Unit Price(Inclusive of VAT, Standard Accessories & Consumables, and 2-year Warranty) | 1609376.37 | 1890300 | 1764293.31
7 | Post Warranty 5 Year Comprehensive Maintenance
| Year 3 | 28500 | TBC | TBC
| Year 4 | 14250 | TBC | TBC
| Year 5 | 14250 | TBC | TBC
| Year 6 | 28500 | TBC | TBC
| Year 7 | 14250 | TBC | TBC
| Total Maintenance Cost: | 99750 | 0 | 0
Maintenance Entails: A Fully Comprehensive 5-year Preventative Maintenance/Service and Corrective Maintenance/Repair contract covering all equipment, hardware and software. This contract would cover, but not be limited to the following: ALL PARTS (including Batteries), labour, travelling, accommodation, service and repair. The 5-year Maintenance Plan must also include all quality check, quality assurance requirements, calibrations , Software updates and upgrades.This contract will commence after the 2-year warranty period has expired.
8 | Estimated Life-span | 10 Years | 10 Years | 10 Years
9 | Replacement Accessories & Consumables | Amount | Amount | Amount
RT2-10-08a | Thermal printing paper rolls (Pk of 10) | TBC | TBC | 317.47
RT2-10-08b | Instrument loading tray | 2970.55 | 2350 | 3803.27
RT2-10-08c | Hydrogen Peroxide cassettes or Cartridges (Pk of 5) |  | TBC | TBC
RT2-10-08d | Biological Indicators | TBC | TBC | TBC
RT2-10-08e | Chemical Indicators | TBC | TBC | TBC
# | RT2-10-009
1 | Item Number: RT2-10-009
2 | Item Name: Endoscope Washer
3 | Suppliers' Name | SafMed (Pty) Ltd
3.1 | Make/Brand | Cantel Medivator
3.2 | Model | ISA 7
3.3 | Country of Origin | Italy
3.4 | Lead time | 84 days
4 | A starter-pack of consumables must be supplied with the unit: | Qty
4.1 | x2 Hookup Systems required for connecting the scopes to the Washer | X 2 Hookup System
5 | Warranty (2-year): Year 1 and Year 2
5.1 | Warranty Entails: A 2-year warranty against poor workmanship and latent defects and parts. This must be all inclusive and include, BUT NOT LIMITED TO, amongst others, ALL PARTS (including Batteries), Labour, Traveling and Accommodation. The 2-year warranty must also include all quality check, quality assurance requirements, Preventative/Corrective Maintenance/Calibrations, Software updates and upgrades to be included. This 2-year warranty will commence after formal Commissioning and handover of the equipment. | 24 Months
6 | Unit Price(Inclusive of VAT, Standard Accessories & Consumables, and 2-year Warranty) | 663100
7 | Post Warranty 5 Year Comprehensive Maintenance
| Year 3 | TBC
| Year 4 | TBC
| Year 5 | TBC
| Year 6 | TBC
| Year 7 | TBC
| Total Maintenance Cost: | 0
Maintenance Entails: A Fully Comprehensive 5-year Preventative Maintenance/Service and Corrective Maintenance/Repair contract covering all equipment, hardware and software. This contract would cover, but not be limited to the following: ALL PARTS (including Batteries), labour, travelling, accommodation, service and repair. The 5-year Maintenance Plan must also include all quality check, quality assurance requirements, calibrations , Software updates and upgrades.This contract will commence after the 2-year warranty period has expired.
8 | Estimated Life-span | 10 Years
9 | Replacement Accessories & Consumables | Amount
9.1 | Endoscope Washer Consumables - ISACLEAN Detergent (5L) - Dedicated consumables for Endoscope Washer | 2300
9.2 | Endoscope Washer Consumables - ISASPOR A&B HLD (2X10L) - Dedicated Consumables for Endoscope Washer | 10100

## CAT 12 - MICROSCOPES
RT2-2025 SUPPLY, DELIVERY, INSTALLATION, COMMISSIONING, TRAINING AND MAINTENANCE OF MEDICAL EQUIPMENT TO THE STATE FOR THE PERIOD 1 AUGUST 2026 TO 31 JULY 20230 CONTRACT PRICING WITH REPLACEMENT ACCESSORIES
CATEGOGY 12: MICROSCOPES AND OTHER ADVANCED TECHNOLOGY
# | RT2-12-007
1 | Item Number: RT2-12-007
2 | Item Name : Robotic Surgical System, Multi-discipline
3 | Suppliers' Name | Medhold Medical (Offer 1) | Medhold Medical (Offer 2)
3.1 | Make/Brand | Intuitive (da Vinci) | Intuitive (da Vinci)
3.2 | Model | IS4000 | IS4200
3.3 | Country of Origin | America | America
3.4 | Lead time | 90 Days | 90 Days
4 | A starter-pack of consumables must be supplied with the unit: | Qty | Qty
4.1 | Single-use sterile drapes for 20 operations | Pack of 20 | Pack of 20
4.2 | Trocars | Each | Each
4.3 | Monopolar instruments (End-user choice) | Each | Each
4.4 | Bipolar instruments (End-use choice) | Each | Each
4.5 | Forcep instruments (End-use choice) | Each | Each
4.6 | Sterilization tray | Each | Each
4.7 | Vessel sealing Instruments | Each | Each
4.8 | Suction Instruments | Each | Each
4.9 | Stapler Instruments (End-user choice) | Each | Each
4.10 | 3 D Glasses x 2 | Pack of 2 | Pack of 2
5 | Warranty (2-year): Year 1 and Year 2
5.1 | Warranty Entails: A 2-year warranty against poor workmanship and latent defects and parts. This must be all inclusive and include, BUT NOT LIMITED TO, amongst others, ALL PARTS (including Batteries), Labour, Traveling and Accommodation. The 2-year warranty must also include all quality check, quality assurance requirements, Preventative/Corrective Maintenance/Calibrations, Software updates and upgrades to be included. This 2-year warranty will commence after formal Commissioning and handover of the equipment. | 24 Months | 24 Months
6 | Unit Price(Inclusive of VAT, Standard Accessories & Consumables, and 2-year Warranty) | 45457260.3 | 25391361.75
7 | Post Warranty 5 Year Comprehensive Maintenance
| Year 3 | TBC | TBC
| Year 4 | TBC | TBC
| Year 5 | TBC | TBC
| Year 6 | TBC | TBC
| Year 7 | TBC | TBC
| Total Maintenance Cost: | 0 | 0
Maintenance Entails: A Fully Comprehensive 5-year Preventative Maintenance/Service and Corrective Maintenance/Repair contract covering all equipment, hardware and software. This contract would cover, but not be limited to the following: ALL PARTS (including Batteries), labour, travelling, accommodation, service and repair. The 5-year Maintenance Plan must also include all quality check, quality assurance requirements, calibrations , Software updates and upgrades.This contract will commence after the 2-year warranty period has expired.
8 | Estimated Life-span | 10 Years | 10 Years
9 | Replacement Accessories & Consumables | Delivered Price | Delivered Price
RT2-12-007a | Item number: 470341 (Box of 20) | 9955.85 | 9955.85
RT2-12-007a | Item number: 470015 (Box of 20) | 28761.34 | 28761.34
RT2-12-007a | Single-use sterile drapes for 20 operations | TBC | TBC
RT2-12-007b | Pneumo Insufflation Needle 12Cm | 233.75 | 233.75
RT2-12-007b | Pneumo Insufflation Needle 15Cm | 233.75 | 233.75
RT2-12-007b | Trocar size, 6mm,with insufflation stopcock, Cannula with thread, length 100mm(max 110mm) | 704.87 | 704.87
RT2-12-007b | Trocar size, 11mm,with insufflation stopcock, Cannula with thread, length 100mm(max 110mm) | 912.55 | 912.55
RT2-12-007b | 12 – 8 mm reducer (box of 6) (470381) | 4161.44 | 4161.44
RT2-12-007b | 8 mm bladeless obturator (optical) (Box of 6) (470359) | 4161.44 | 4161.44
RT2-12-007b | 8 mm bladeless obturator, long (optical) (box of 6) (470360) | 4161.44 | 4161.44
RT2-12-007b | 5 mm - 8 mm cannula seal (Box of 10) (470361) | 4977.92 | 4977.92
RT2-12-007b | Reusable Cannula 8 mm cannula, long (470004) 1 per box | 16257.3361 | 16257.3361
RT2-12-007b | Reusable Cannula 8 mm cannula (470002) - 1 per box | 16593.08 | 16593.08
RT2-12-007b | AIRSEAL 12MM ACCESS PORT AND PALM GRIP OBTURATOR WITH BLADELESS OPTICAL TIP, 100MM LENGTH ( Pack of 10 ) | 18774.54 | 18774.54
RT2-12-007b | AIRSEAL 5MM ACCESS PORT AND LOW PROFILE OBTURATOR WITH BLADELESS OPTICAL TIP, 100MM LENGTH ( Pack of 10 ) | 18798.66 | 18798.66
RT2-12-007b | AIRSEAL 12MM ACCESS PORT AND PALM GRIP OBTURATOR WITH BLADELESS OPTICAL TIP, 120MM LENGTH ( Pack of 10 ) | 19613.78 | 19613.78
RT2-12-007b | AIRSEAL 8MM ACCESS PORT AND LOW PROFILE OBTURATOR WITH BLADELESS OPTICAL TIP, 100 MM LENGTH ( Pack of 10 ) | 20428.9 | 20428.9
RT2-12-007b | TRI-LUMEN FILTERED TUBE Set | 3050.5 | 3050.5
RT2-12-007c | Tip cover accessory (box of 10) | 5531.03 | 5531.03
RT2-12-007c | Monopolar energy instrument cord (470383) (Reusable) | 7480.05 | 7480.05
RT2-12-007c | Permanent cautery hook (470183) (10 Uses) | 49779.24 | 49779.24
RT2-12-007c | Permanent cautery spatula (470184) (10 Uses) | 49779.24 | 49779.24
RT2-12-007c | Monopolar curved scissors (470179) (10 Uses) | 82000 | 82000
RT2-12-007d | Bipolar energy instrument cord (5m) (470384) (Reusable) | 7480.05 | 7480.05
RT2-12-007d | Fenestrated bipolar forceps (14 Uses) (471205) | 65819.21 | 65819.21
RT2-12-007d | Force Bipolar (12 Uses) 471405 | 70000 | 70000
RT2-12-007d | Maryland bipolar forceps (14 Uses) (47112) | 85200 | 85200
RT2-12-007d | Micro bipolar forceps (14 Uses) (471171) | 100954.4 | 100954.4
RT2-12-007e | Medium-large clip applier (100 closures) (470327) | 34845.47 | 34845.47
RT2-12-007e | Cobra grasper (18 Uses) (471190) | 63715.0333 | 63715.0333
RT2-12-007e | Tenaculum forceps (10 Uses) (470207) | 63715.0333 | 63715.0333
RT2-12-007e | Large SutureCut Needle Driver (15 uses) (471296) | 69507.2888 | 69507.2888
RT2-12-007e | Mega SutureCut Needle Driver (15 Uses) (471309) | 69525.4676 | 69525.4676
RT2-12-007e | Large needle driver (15 Uses) (471006) | 53940.67 | 53940.67
RT2-12-007e | Tip-Up fenestrated grasper (470347) (10 Uses) | 60841.29 | 60841.29
RT2-12-007e | Mega needle driver (10 Uses) (470194) | 60841.29 | 60841.29
RT2-12-007e | Cadiere forceps (18 uses) (471049) | 53000 | 53000
RT2-12-007e | ProGrasp forceps (18 Uses) (471093) | 54757.16 | 54757.16
RT2-12-007e | Small clip applier (100 closures) (470401) | 69690.93 | 69690.93
RT2-12-007f | Summit 6 Instrument Tray (679 x 254 x 92mm) (IN – 8936 - R) | 36389.5268 | 36389.5268
RT2-12-007f | Summit Accessories Tray (679 x 254 x 92mm) (IN – 8939 – R) | 39980.4222 | 39980.4222
RT2-12-007h | Vessel sealing Instruments | 78830.29 | 78830.29
RT2-12-007i | Suction-Irrigation Instruments | 14222.5037 | 14222.5037
RT2-12-007j | 12 - 8 mm Cannula Reducer (470381) | 4161.44 | 4161.44
RT2-12-007j | 12 mm and stapler cannula seal (box of 10) (470380) | 5531.03 | 5531.03
RT2-12-007j | 12 mm and stapler bladeless obturator (470395) | 15224.9921 | 15224.9921
RT2-12-007j | 13 mm and stapler bladeless obturator, LONG (470396) | 20509.2548 | 20509.2548
RT2-12-007j | 12 mm and stapler cannula (100 mm) (470375) | 34582.08 | 34582.08
RT2-12-007j | 12 mm and stapler cannula LONG (150 mm) (470389) | 35951.67 | 35951.67
RT2-12-007j | SureForm 45 blue reload (3,5 mm, 6-row) | 52544.75 | 52544.75
RT2-12-007j | SureForm 45 green reload (4,3 mm, 6-row) | 50000 | 50000
RT2-12-007j | SureForm 60 blue reload (3,5 mm, 6-row) | 50000 | 50000
RT2-12-007j | SureForm 60 green reload (4,3 mm, 6-row) | 52544.75 | 52544.75
RT2-12-007j | SureForm 45 grey reload (2,0 mm, 6-row) | 50000 | 50000
RT2-12-007j | SureForm 45 white reload (2,5 mm, 6-row) | 50000 | 50000
RT2-12-007j | SureForm 45 instrument (Single Use) 480445 | 52544.75 | 52544.75
RT2-12-007j | SureForm 60 white reload (2,5 mm, 6-row) | 52544.75 | 52544.75
RT2-12-007j | SureForm 60 instrument (Single Use) 480460 | 60841.29 | 60841.29

## CAT 13 -INSTALLATION ALTERATIO
RT2-2025 SUPPLY, DELIVERY, INSTALLATION, COMMISSIONING, TRAINING AND MAINTENANCE OF MEDICAL EQUIPMENT TO THE STATE FOR THE PERIOD 1 AUGUST 2026 TO 31 JULY 20230 CONTRACT PRICING WITH REPLACEMENT ACCESSORIES
CATEGORY 13: INSTALLATION ALTERATIONS REQUIRED
# | RT2-13-002
1 | Item Number: RT2-13-002
2 | Item Name : Instrument Washer, Single Door
3 | Suppliers' Name | Medhold Medical (Offer 1) | SafMed (Pty) Ltd (Offer 1) | Mbuso medical supplies | SafMed (Pty) Ltd (Offer 2) | Medhold Medical (Offer 3) | SafMed (Pty) Ltd (Offer 3) | Medhold Medical (Offer 2)
3.1 | Make/Brand | Getinge | KEN | TBT | KEN | Getinge | KEN | Getinge
3.2 | Model | 46-4-602 WASHER DISINFECTOR | KEN IQ4 | PLUSHER WDS12 | KEN IQ5 | S-86682001 WASHER DISINFECTOR | KEN IQ6 | 56M-001 WASHER DISINFECTOR AQUADIS 56 MANUAL DOOR
3.3 | Country of Origin | Sweden | Denmark | Türkiye | Denmark | Sweden | Denmark | Sweden
3.4 | Lead time | 104 days | 84 days | 30 days | 84 days | 104 days | 84 days | 104 days
4 | A starter-pack of consumables must be supplied with the unit: | Qty | Qty | Qty | Qty | Qty | Qty | Qty
4.1 | Heat resistant gloves | Pair | Pair | Pair | Pair | Pair | Pair | Pair
4.2 | 10 x thermal printing paper rolls | Pack of 10 | Pack of 10 | Pack of 10 | Pack of 10 | Pack of 10 | Pack of 10 | Pack of 10
4.3 | 8x DIN Instrument trays | 8 X Trays | 8 X Trays | 8 X Trays | 8 X Trays | 8 X Trays | 8 X Trays | 8 X Trays
4.4 | 10L cleaning detergent | Each | Each | Each | Each | Each | Each | Each
4.5 | 10L Rinse | Each | Each | Each | Each | Each | Each | Each
4.6 | 1x Loading trolley | Each | Each | Each | Each | Each | Each | Each
5 | Warranty (2-year): Year 1 and Year 2
5.1 | Warranty Entails: A 2-year warranty against poor workmanship and latent defects and parts. This must be all inclusive and include, BUT NOT LIMITED TO, amongst others, ALL PARTS (including Batteries), Labour, Traveling and Accommodation. The 2-year warranty must also include all quality check, quality assurance requirements, Preventative/Corrective Maintenance/Calibrations, Software updates and upgrades to be included. This 2-year warranty will commence after formal Commissioning and handover of the equipment. | 24 Months | 24 Months | 24 Months | 24 Months | 24 Months | 24 Months | 24 Months
6 | Unit Price(Inclusive of VAT, Standard Accessories & Consumables, and 2-year Warranty) | 558083.13 | 472350 | 785034.17 | 619950 | 958887.45 | 981900 | 734465.69
7 | Post Warranty 5 Year Comprehensive Maintenance
| Year 3 | TBC | TBC | 23750 | TBC | TBC | TBC | TBC
| Year 4 | TBC | TBC | 11400 | TBC | TBC | TBC | TBC
| Year 5 | TBC | TBC | 11400 | TBC | TBC | TBC | TBC
| Year 6 | TBC | TBC | 23750 | TBC | TBC | TBC | TBC
| Year 7 | TBC | TBC | 11400 | TBC | TBC | TBC | TBC
| Total Maintenance Cost: | 0 | 0 | 81700 | 0 | 0 | 0 | 0
Maintenance Entails: A Fully Comprehensive 5-year Preventative Maintenance/Service and Corrective Maintenance/Repair contract covering all equipment, hardware and software. This contract would cover, but not be limited to the following: ALL PARTS (including Batteries), labour, travelling, accommodation, service and repair. The 5-year Maintenance Plan must also include all quality check, quality assurance requirements, calibrations , Software updates and upgrades.This contract will commence after the 2-year warranty period has expired.
8 | Estimated Life-span | 10 Years | 10 Years | 10 Years | 10 Years | 10 Years | 10 Years | 10 Years
9 | Replacement Accessories & Consumables | Amount | Amount | Amount | Amount | Amount | Amount | Amount
RT2-13-02a | Water Pressure booster |  | TBC | 2284.84 | TBC | TBC | TBC | TBC
RT2-13-02b | Water Purifier | TBC | TBC | 2284.84 | TBC | TBC | TBC | TBC
RT2-13-02c | Heat resistant gloves (Pair) | 753.88 | 705 | TBC | 705 | 753.88 | 705 | 753.88
RT2-13-02d | Thermal printing paper rolls (Pk of 10) | 314.38 | 225 | TBC | 225 | 314.38 | 225 | 314.38
RT2-13-02e | DIN Instrument tray | 2109.4 | 2350 | TBC | 2350 | 2109.4 | 2350 | 2109.4
RT2-13-02f | 5L cleaning detergent | 1215.01 | TBC | TBC | 1112 | 1215.01 | 1112 | 1215.01
RT2-13-02g | 10L cleaning detergent |  | TBC | TBC | 2224 |  | 2224
RT2-13-02h | 5L Rinse |  |  | TBC
RT2-13-02i | 10L Rinse | 1187.67 |  | TBC |  | 1187.67 |  | 1187.67
RT2-13-02j | Loading trolley | TBC | TBC | 1409.79 | TBC | TBC | TBC | TBC
# | RT2-13-003
1 | Item Number: RT2-13-003
2 | Item Name : Instrument Washer, Double Door
3 | Suppliers' Name | SafMed (Pty) Ltd (Offer 1) | Mbuso medical supplies | SafMed (Pty) Ltd (Offer 2) | Medhold Medical (Offer 2) | SafMed (Pty) Ltd (Offer 3) | Medhold Medical (Offer 1)
3.1 | Make/Brand | KEN | TBT | KEN | Getinge | KEN | Getinge
3.2 | Model | KEN IQ4 | PLUSHER WDS12 | KEN IQ5 | S-86682003 WASHER DISINFECTOR | KEN IQ6 | 56M-001 WASHER DISINFECTOR AQUADIS 56 MANUAL DOOR
3.3 | Country of Origin | Denmark | Türkiye | Denmark | Sweden | Denmark | Sweden
3.4 | Lead time | 56-84 days | 30 days | 84 days | 104 days | 84 days | 104 days
4 | A starter-pack of consumables must be supplied with the unit: | Qty | Qty | Qty | Qty | Qty | Qty
4.1 | Heat resistant gloves | Pair | Pair | Pair | Pair | Pair | Pair
4.2 | 10 x thermal printing paper rolls | Pack of 10 | Pack of 10 | Pack of 10 | Pack of 10 | Pack of 10 | Pack of 10
4.3 | 8x DIN Instrument trays | 8 X Trays | 8 X Trays | 8 X Trays | 8 X Trays | 8 X Trays | 8 X Trays
4.4 | 10L cleaning detergent | Each | Each | Each | Each | Each | Each
4.5 | 10L Rinse | Each | Each | Each | Each | Each | Each
4.6 | 2x Loading trolleys (Clean & Dirty side) | 2 x Trays | 2 x Trays | 2 x Trays | 2 x Trays | 2 x Trays | 2 x Trays
5 | Warranty (2-year): Year 1 and Year 2
5.1 | Warranty Entails: A 2-year warranty against poor workmanship and latent defects and parts. This must be all inclusive and include, BUT NOT LIMITED TO, amongst others, ALL PARTS (including Batteries), Labour, Traveling and Accommodation. The 2-year warranty must also include all quality check, quality assurance requirements, Preventative/Corrective Maintenance/Calibrations, Software updates and upgrades to be included. This 2-year warranty will commence after formal Commissioning and handover of the equipment. | 24 Months | 24 Months | 24 Months | 24 Months | 24 Months | 24 Months
6 | Unit Price(Inclusive of VAT, Standard Accessories & Consumables, and 2-year Warranty) | 503400 | 833893.6 | 700600 | 964813.39 | 1073550 | 818235.43
7 | Post Warranty 5 Year Comprehensive Maintenance
| Year 3 | TBC | TBC | TBC | TBC | TBC | TBC
| Year 4 | TBC | TBC | TBC | TBC | TBC | TBC
| Year 5 | TBC | TBC | TBC | TBC | TBC | TBC
| Year 6 | TBC | TBC | TBC | TBC | TBC | TBC
| Year 7 | TBC | TBC | TBC | TBC | TBC | TBC
| Total Maintenance Cost: | 0 | 0 | 0 | 0 | 0 | 0
Maintenance Entails: A Fully Comprehensive 5-year Preventative Maintenance/Service and Corrective Maintenance/Repair contract covering all equipment, hardware and software. This contract would cover, but not be limited to the following: ALL PARTS (including Batteries), labour, travelling, accommodation, service and repair. The 5-year Maintenance Plan must also include all quality check, quality assurance requirements, calibrations , Software updates and upgrades.This contract will commence after the 2-year warranty period has expired.
8 | Estimated Life-span | 10 Years | 10 Years | 10 Years | 10 Years | 10 Years | 10 Years
9 | Replacement Accessories & Consumables | Amount | Amount | Amount | Amount | Amount | Amount
RT2-13-03a | Water Pressure booster | TBC | TBC | TBC | TBC | TBC | TBC
RT2-13-03b | Water Purifier | TBC | 2284.84 | TBC | TBC | TBC | TBC
RT2-13-03c | Heat resistant gloves (Pair) | 705 | TBC | 705 | 761.27 | 705 | 753.88
RT2-13-03d | Thermal printing paper rolls (Pk of 10) | 225 | TBC | 225 | 317.47 | 225 | 314.38
RT2-13-03e | DIN Instrument tray | 2350 | TBC | 2350 | 2130.08 | 2350 | 2109.4
RT2-13-03f | 5L cleaning detergent | 1112 | TBC | 1112 | 1226.92 | 1112 | 1215.01
RT2-13-03g | 10L cleaning detergent | TBC | TBC | TBC |  | TBC
RT2-13-03h | 5L Rinse |  | TBC
RT2-13-03i | 10L Rinse |  | TBC |  | 1199.32 |  | 1187.67
RT2-13-03j | Loading trolley | TBC | TBC | TBC | TBC | TBC | TBC
# | RT2-13-004
1 | Item Number: RT2-13-004
2 | Item Name : Theater Light, Ceiling - Mount
3 | Suppliers' Name | Ecomed Medical (Pty) Ltd (Offer 1) | Ecomed Medical (Pty) Ltd (Offer 2) | Dräger South Africa (Pty) Ltd (Offer 2) | Dräger South Africa (Pty) Ltd (Offer 3) | Dräger South Africa (Pty) Ltd (Offer 1) | Hutz Hospi-Tec
3.1 | Make/Brand | Keling | SHINVA | Dräger | Dräger | Dräger | DENTIS / LUVIS
3.2 | Model | KL-LEDSZ4/STZ5 | SMart- L40plus， SMart- L35plus, ceiling type | Polaris Comfort - GG16100 | Polaris Pro - GG16100 | Polaris 600/600 - G16720 | M300/M200 C
3.3 | Country of Origin | China | China | Germany | Germany | Germany | India
3.4 | Lead time | 84 Days | 84 Days | 84 days | 84 days | 84 days | 35 days
4 | A starter-pack of consumables must be supplied with the unit: | Qty | Qty | Qty | Qty | Qty | Qty
4.1 | Handles | Each | Each | Each | Each | Each | Each
5 | Warranty (2-year): Year 1 and Year 2
5.1 | Warranty Entails: A 2-year warranty against poor workmanship and latent defects and parts. This must be all inclusive and include, BUT NOT LIMITED TO, amongst others, ALL PARTS (including Batteries), Labour, Traveling and Accommodation. The 2-year warranty must also include all quality check, quality assurance requirements, Preventative/Corrective Maintenance/Calibrations, Software updates and upgrades to be included. This 2-year warranty will commence after formal Commissioning and handover of the equipment. | 24 Months | 24 Months | 24 Months | 24 Months | 24 Months | 24 Months
6 | Unit Price(Inclusive of VAT, Standard Accessories & Consumables, and 2-year Warranty) | 197421.65 | 208829.65 | 283791.93 | 331417.18 | 324734 | 324734
7 | Post Warranty 5 Year Comprehensive Maintenance
| Year 3 | 7897.05 | 7897.5 | 0 | 0 | 0 | TBC
| Year 4 | 7897.05 | 7897.5 | 7622.46 | 7622.46 | 7622.46 | TBC
| Year 5 | 7897.05 | 7897.5 | 8079.8076 | 8079.8076 | 8079.8076 | TBC
| Year 6 | 7897.05 | 7897.5 | 8564.5961 | 8564.5961 | 8564.5961 | TBC
| Year 7 | 7897.05 | 7897.5 | 9078.4718 | 9078.4718 | 9078.4718 | TBC
| Total Maintenance Cost: | 39485.25 | 39487.5 | 33345.3355 | 33345.3355 | 33345.3355 | 0
Maintenance Entails: A Fully Comprehensive 5-year Preventative Maintenance/Service and Corrective Maintenance/Repair contract covering all equipment, hardware and software. This contract would cover, but not be limited to the following: ALL PARTS (including Batteries), labour, travelling, accommodation, service and repair. The 5-year Maintenance Plan must also include all quality check, quality assurance requirements, calibrations , Software updates and upgrades.This contract will commence after the 2-year warranty period has expired.
8 | Estimated Life-span | 10 Years | 10 Years | 10 Years | 10 Years | 10 Years | 10 Years
9 | Replacement Accessories & Consumables | Amount | Amount | Amount | Amount | Amount | Amount
RT2-13-04a | LED replacement | 8183.4 | 6781.55 | 4237 | 7391 | 7114.1385 | 6100
# | RT2-13-007
1 | Item Number: RT2-13-007
2 | Item Name : Mobile Reverse Osmosis System
3 | Suppliers' Name | Fresenius Medical Care South Africa (Pty) Ltd
3.1 | Make/Brand | Fresenius
3.2 | Model | AquaC UNO H [230V, 50/60Hz, 2300W, (10A)]
3.3 | Country of Origin | Germany
3.4 | Lead time | 90 days
4 | A starter-pack of consumables must be supplied with the unit: | Qty
4.1 | Handles | Each
5 | Warranty (2-year): Year 1 and Year 2
5.1 | Warranty Entails: A 2-year warranty against poor workmanship and latent defects and parts. This must be all inclusive and include, BUT NOT LIMITED TO, amongst others, ALL PARTS (including Batteries), Labour, Traveling and Accommodation. The 2-year warranty must also include all quality check, quality assurance requirements, Preventative/Corrective Maintenance/Calibrations, Software updates and upgrades to be included. This 2-year warranty will commence after formal Commissioning and handover of the equipment. | 24 Months
6 | Unit Price(Inclusive of VAT, Standard Accessories & Consumables, and 2-year Warranty) | 184000
7 | Post Warranty 5 Year Comprehensive Maintenance
| Year 3 | TBC
| Year 4 | TBC
| Year 5 | TBC
| Year 6 | TBC
| Year 7 | TBC
| Total Maintenance Cost: | 0
Maintenance Entails: A Fully Comprehensive 5-year Preventative Maintenance/Service and Corrective Maintenance/Repair contract covering all equipment, hardware and software. This contract would cover, but not be limited to the following: ALL PARTS (including Batteries), labour, travelling, accommodation, service and repair. The 5-year Maintenance Plan must also include all quality check, quality assurance requirements, calibrations , Software updates and upgrades.This contract will commence after the 2-year warranty period has expired.
8 | Estimated Life-span | 10 Years
9 | Replacement Accessories & Consumables | Amount
N/A

## CAT 14 - MULTI-DISCIPLINARY SPE
RT2-2025 SUPPLY, DELIVERY, INSTALLATION, COMMISSIONING, TRAINING AND MAINTENANCE OF MEDICAL EQUIPMENT TO THE STATE FOR THE PERIOD 1 AUGUST 2026 TO 31 JULY 20230 CONTRACT PRICING WITH REPLACEMENT ACCESSORIES
CATEGOGY 14: MULTI-DISCIPLINARY SPECIALIZED EQUIPMENT
# | RT2-14-006
1 | Item Number: RT2-14-006
2 | Item Name : Shear Wave Elastrograph
3 | Suppliers' Name | Mbuso Medical Supplies (Offer 1) | Mbuso Medical Supplies (Offer 2)
3.1 | Make/Brand | FUJIFILM | FUJIFILM
3.2 | Model | ARIETTA 65 | ARIETTA 850
3.3 | Country of Origin | JAPAN | JAPAN
3.4 | Lead time | 30 Days | 30 Days
4 | A starter-pack of consumables must be supplied with the unit: | Qty | Qty
4.1 | Convex probe 1.0 to 6.0 MHz | Each | Each
4.2 | Linear probe 4.0 to 18.0 MHz | Each | Each
4.3 | Endocavitary probe 5.0 to 12.0 MHz | Each | Each
4.4 | Printer | Each | Each
4.5 | Ultrasound Gel 2L | 2 liters | 2 liters
4.6 | Uninterrupted Power Supply (UPS) | Each | Each
4.7 | Printing paper (box of 10 rolls) | Box of 10 rolls | Box of 10 rolls
5 | Warranty (2-year): Year 1 and Year 2
5.1 | Warranty Entails: A 2-year warranty against poor workmanship and latent defects and parts. This must be all inclusive and include, BUT NOT LIMITED TO, amongst others, ALL PARTS (including Batteries), Labour, Traveling and Accommodation. The 2-year warranty must also include all quality check, quality assurance requirements, Preventative/Corrective Maintenance/Calibrations, Software updates and upgrades to be included. This 2-year warranty will commence after formal Commissioning and handover of the equipment.
6 | Unit Price(Inclusive of VAT, Standard Accessories & Consumables, and 2-year Warranty) | 835736 | 1738691.9
7 | Post Warranty 5 Year Comprehensive Maintenance
| Year 3 | 7600 | 7600
| Year 4 | 5700 | 5700
| Year 5 | 5700 | 5700
| Year 6 | 7600 | 7600
| Year 7 | 5700 | 5700
| Total Maintenance Cost: | 32300 | 32300
Maintenance Entails: A Fully Comprehensive 5-year Preventative Maintenance/Service and Corrective Maintenance/Repair contract covering all equipment, hardware and software. This contract would cover, but not be limited to the following: ALL PARTS (including Batteries), labour, travelling, accommodation, service and repair. The 5-year Maintenance Plan must also include all quality check, quality assurance requirements, calibrations , Software updates and upgrades.This contract will commence after the 2-year warranty period has expired.
8 | Estimated Life-span | 10 Years | 10 Years
9 | Replacement Accessories & Consumables | Amount | Amount
RT2-14-006a | Convex probe 1.0 to 6.0 MHz | TBC | TBC
RT2-14-006b | Linear probe 4.0 to 18.0 MHz | TBC | TBC
RT2-14-006c | Endocavitary probe 5.0 to 12.0 MHz | TBC | TBC
RT2-14-006d | Printer | TBC | TBC
RT2-14-006e | Ultrasound Gel 2L | TBC | TBC
RT2-14-006f | Uninterrupted Power Supply (UPS) | TBC | TBC
RT2-14-006g | Printing paper (box of 10 rolls) | TBC | TBC