## RT252-2025
ITEM NUMBER | ITEM CATEGORIES | ITEM DESCRIPTION | BIDDER NAME | NAME OF MANUFACTURER | COUNTRY OF ORIGIN | BRAND NAME | PRODUCT CODE NUMBER | UNIT OF MEASURE | MINIMUM ORDER QUANTITY | OFFER OPTION | LEAD TIME DAY/S | DELIVERY PRICE IN RANDS INCLUDING VAT 15%
42142402-00010 | SUCTION | SUCTION TUBE, YANKHAUER Perforated, removable rose-bud tip With straight tubing connector Stainless steel Length: 300 mm Autoclavable | PREMIER ENDOSCOPY | WELDON | PAKISTAN | WELDON | WI-016-026 | each | 1 | Offer 1 - WELDON (2 Year Guarantee) | 21 | 80.1547 | Series Items
42142402-00010 | SUCTION | SUCTION TUBE, YANKHAUER Perforated, removable rose-bud tip With straight tubing connector Stainless steel Length: 300 mm Autoclavable | TARA HEALTHCARE (PTY) LTD | HDF Medical | Pakistan | Reignment | Reign001 | Each | 10 | Offer 1 | 30 Days | 110
42142402-00010 | SUCTION | SUCTION TUBE, YANKHAUER Perforated, removable rose-bud tip With straight tubing connector Stainless steel Length: 300 mm Autoclavable | TECMED (PTY) LTD | Care and Cure Surgico | Pakistan | CCS | 08-157-31 RT | Each | 1 | YANKAUER suction tube, complete with suction tip and connector, lenght 31cm | 28 - 42 days | 113.8995
42142402-00011 | SUCTION | CANNULA, MANUAL VACUUM ASPIRATION PVC Single use Karman type cannula flexible Length: 22 cm Wall thickness: 1,2cm Size: 4 mm Must have tight leak free fit with vacuum syringe Two whistle type opening at distal end of cannula Openings: Must not show any sharp edges Must be opposed and placed such that cannula strength is not compromised Must have features for measuring uterine depth Sterile, individually packed Item. Item must be compatble with item 42142601-00000,42142402-00011,42142402-00012,42142402-00013,42142402-00014,42 142402-00015,42142402-00016,42142402-00017 AND 42142402-00018. | BIOCLIN SOLUTIONS CC | GST Corporation | India | Heuer | MVAK-002 | Each | 1 | 1 | 42 | 20.47
42142402-00011 | SUCTION | CANNULA, MANUAL VACUUM ASPIRATION PVC Single use Karman type cannula flexible Length: 22 cm Wall thickness: 1,2cm Size: 4 mm Must have tight leak free fit with vacuum syringe Two whistle type opening at distal end of cannula Openings: Must not show any sharp edges Must be opposed and placed such that cannula strength is not compromised Must have features for measuring uterine depth Sterile, individually packed Item. Item must be compatble with item 42142601-00000,42142402-00011,42142402-00012,42142402-00013,42142402-00014,42 142402-00015,42142402-00016,42142402-00017 AND 42142402-00018. | MODIGA MED (PTY) LTD | Sterimed Medical Devices Pvt. Limited | India | Sterimed | CMVA04 | Each | Each | Option 1 | Initially 21 days, 3 days thereafter | 20.75
42142402-00011 | SUCTION | CANNULA, MANUAL VACUUM ASPIRATION PVC Single use Karman type cannula flexible Length: 22 cm Wall thickness: 1,2cm Size: 4 mm Must have tight leak free fit with vacuum syringe Two whistle type opening at distal end of cannula Openings: Must not show any sharp edges Must be opposed and placed such that cannula strength is not compromised Must have features for measuring uterine depth Sterile, individually packed Item. Item must be compatble with item 42142601-00000,42142402-00011,42142402-00012,42142402-00013,42142402-00014,42 142402-00015,42142402-00016,42142402-00017 AND 42142402-00018. | NATIONAL MEDICAL SUPPLIES | PACIFIC HOSPITAL SUPPLY | TAIWAN | IPAS KARMAN CANNULA | FC4 | Each | 1 | 1 | EX STOCK OR 21 DAYS | 32
42142402-00012 | SUCTION | CANNULA, MANUAL VACUUM ASPIRATION PVC Single use Karman type cannula flexible Length: 22 cm Wall thickness: 1, 2 cm Size: 5 mm Must have tight leak free fit with vacuum syringe Two whistle type openings at distal end of cannula Openings: Must not show any sharp edges Must be opposed and placed such that cannula strength is not compromised Must have features for measuring uterine depth Sterile, individually packed Item Item must be compatble with item 42142601-00000,42142402-00011,42142402-00012,42142402-00013,42142402-00014,42142402-00015,42142402-00016,42142402-00017 AND 42142402-00018. | BIOCLIN SOLUTIONS CC | GST Corporation | India | Heuer | MVAK-003 | Each | 1 | 1 | 42 | 20.47
42142402-00012 | SUCTION | CANNULA, MANUAL VACUUM ASPIRATION PVC Single use Karman type cannula flexible Length: 22 cm Wall thickness: 1, 2 cm Size: 5 mm Must have tight leak free fit with vacuum syringe Two whistle type openings at distal end of cannula Openings: Must not show any sharp edges Must be opposed and placed such that cannula strength is not compromised Must have features for measuring uterine depth Sterile, individually packed Item Item must be compatble with item 42142601-00000,42142402-00011,42142402-00012,42142402-00013,42142402-00014,42142402-00015,42142402-00016,42142402-00017 AND 42142402-00018. | MODIGA MED (PTY) LTD | Sterimed Medical Devices Pvt. Limited | India | Sterimed | CMVA05 | Each | Each | Option 1 | Initially 21 days, 3 days thereafter | 20.75
42142402-00012 | SUCTION | CANNULA, MANUAL VACUUM ASPIRATION PVC Single use Karman type cannula flexible Length: 22 cm Wall thickness: 1, 2 cm Size: 5 mm Must have tight leak free fit with vacuum syringe Two whistle type openings at distal end of cannula Openings: Must not show any sharp edges Must be opposed and placed such that cannula strength is not compromised Must have features for measuring uterine depth Sterile, individually packed Item Item must be compatble with item 42142601-00000,42142402-00011,42142402-00012,42142402-00013,42142402-00014,42142402-00015,42142402-00016,42142402-00017 AND 42142402-00018. | NATIONAL MEDICAL SUPPLIES | PACIFIC HOSPITAL SUPPLY | TAIWAN | IPAS KARMAN CANNULA | FC5 | Each | 1 | 1 | EX STOCK OR 21 DAYS | 32
42142402-00013 | SUCTION | CANNULA, MANUAL VACUUM ASPIRATION PVC Single use Karman type cannula flexible Length: 22 cm Wall thickness: 1, 2 cm Size: 6 mm Must have tight leak free fit with vacuum syringe Two whistle type openings at distal end or cannula Openings: Must not show any sharp edges Must be opposed and placed such that cannula strength is not compromised Must have features for measuring uterine depth Sterile, individually packed Item Item must be compatble with item 42142601-00000,42142402-00011,42142402-00012,42142402-00013,42142402-00014,42142402-00015,42142402-00016,42142402-00017 AND 42142402-00018. | BIOCLIN SOLUTIONS CC | GST Corporation | India | Heuer | MVAK-004 | Each | 1 | 1 | 42 | 20.47
42142402-00013 | SUCTION | CANNULA, MANUAL VACUUM ASPIRATION PVC Single use Karman type cannula flexible Length: 22 cm Wall thickness: 1, 2 cm Size: 6 mm Must have tight leak free fit with vacuum syringe Two whistle type openings at distal end or cannula Openings: Must not show any sharp edges Must be opposed and placed such that cannula strength is not compromised Must have features for measuring uterine depth Sterile, individually packed Item Item must be compatble with item 42142601-00000,42142402-00011,42142402-00012,42142402-00013,42142402-00014,42142402-00015,42142402-00016,42142402-00017 AND 42142402-00018. | MODIGA MED (PTY) LTD | Sterimed Medical Devices Pvt. Limited | India | Sterimed | CMVA06 | Each | Each | Option 1 | Initially 21 days, 3 days thereafter | 20.75
42142402-00013 | SUCTION | CANNULA, MANUAL VACUUM ASPIRATION PVC Single use Karman type cannula flexible Length: 22 cm Wall thickness: 1, 2 cm Size: 6 mm Must have tight leak free fit with vacuum syringe Two whistle type openings at distal end or cannula Openings: Must not show any sharp edges Must be opposed and placed such that cannula strength is not compromised Must have features for measuring uterine depth Sterile, individually packed Item Item must be compatble with item 42142601-00000,42142402-00011,42142402-00012,42142402-00013,42142402-00014,42142402-00015,42142402-00016,42142402-00017 AND 42142402-00018. | NATIONAL MEDICAL SUPPLIES | PACIFIC HOSPITAL SUPPLY | TAIWAN | IPAS KARMAN CANNULA | FC6 | Each | 1 | 1 | EX STOCK OR 21 DAYS | 32
42142402-00014 | SUCTION | CANNULA, MANUAL VACUUM ASPIRATION PVC Single use Karman type cannula flexible Length: 22 cm Wall thickness: 1, 2 cm Size: 7 mm Must have tight leak free fit with vacuum syringe Two whistle type openings at distal end of cannula Openings: Must not show any sharp edges Must be opposed and placed such that cannula strength is not compromised Must have features for measuring uterine depth Sterile, individually packed Item. This item must be compatable to item 42142601-00000,42142402-00011,42142402-00012,42142402-00013,42142402-00014,42142402-00015,42142402-00016,42142402-00017 AND 42142402-00018. | BIOCLIN SOLUTIONS CC | GST Corporation | India | Heuer | MVAK-005 | Each | 1 | 1 | 42 | 20.47
42142402-00014 | SUCTION | CANNULA, MANUAL VACUUM ASPIRATION PVC Single use Karman type cannula flexible Length: 22 cm Wall thickness: 1, 2 cm Size: 7 mm Must have tight leak free fit with vacuum syringe Two whistle type openings at distal end of cannula Openings: Must not show any sharp edges Must be opposed and placed such that cannula strength is not compromised Must have features for measuring uterine depth Sterile, individually packed Item. This item must be compatable to item 42142601-00000,42142402-00011,42142402-00012,42142402-00013,42142402-00014,42142402-00015,42142402-00016,42142402-00017 AND 42142402-00018. | MODIGA MED (PTY) LTD | Sterimed Medical Devices Pvt. Limited | India | Sterimed | CMVA07 | Each | Each | Option 1 | Initially 21 days, 3 days thereafter | 20.75
42142402-00014 | SUCTION | CANNULA, MANUAL VACUUM ASPIRATION PVC Single use Karman type cannula flexible Length: 22 cm Wall thickness: 1, 2 cm Size: 7 mm Must have tight leak free fit with vacuum syringe Two whistle type openings at distal end of cannula Openings: Must not show any sharp edges Must be opposed and placed such that cannula strength is not compromised Must have features for measuring uterine depth Sterile, individually packed Item. This item must be compatable to item 42142601-00000,42142402-00011,42142402-00012,42142402-00013,42142402-00014,42142402-00015,42142402-00016,42142402-00017 AND 42142402-00018. | NATIONAL MEDICAL SUPPLIES | PACIFIC HOSPITAL SUPPLY | TAIWAN | IPAS KARMAN CANNULA | FC7 | Each | 1 | 1 | EX STOCK OR 21 DAYS | 32
42142402-00015 | SUCTION | CANNULA, MANUAL VACUUM ASPIRATION PVC Single use Karman type cannula flexible Length: 22 cm Wall thickness: 1, 2 cm Size: 8 mm Must have tight leak free fit with vacuum syringe Two whistle type openings at distal end of cannula Openings: Must not show any sharp edges Must be opposed and placed such that cannula strength is not compromised Must have features for measuring uterine depth Sterile, individually packed Item Item must be compatble with item 42142601-00000,42142402-00011,42142402-00012,42142402-00013,42142402-00014,42142402-00015,42142402-00016,42142402-00017 AND 42142402-00018. | BIOCLIN SOLUTIONS CC | GST Corporation | India | Heuer | MVAK-006 | Each | 1 | 1 | 42 | 20.47
42142402-00015 | SUCTION | CANNULA, MANUAL VACUUM ASPIRATION PVC Single use Karman type cannula flexible Length: 22 cm Wall thickness: 1, 2 cm Size: 8 mm Must have tight leak free fit with vacuum syringe Two whistle type openings at distal end of cannula Openings: Must not show any sharp edges Must be opposed and placed such that cannula strength is not compromised Must have features for measuring uterine depth Sterile, individually packed Item Item must be compatble with item 42142601-00000,42142402-00011,42142402-00012,42142402-00013,42142402-00014,42142402-00015,42142402-00016,42142402-00017 AND 42142402-00018. | MODIGA MED (PTY) LTD | Sterimed Medical Devices Pvt. Limited | India | Sterimed | CMVA08 | Each | Each | Option 1 | Initially 21 days, 3 days thereafter | 20.75
42142402-00015 | SUCTION | CANNULA, MANUAL VACUUM ASPIRATION PVC Single use Karman type cannula flexible Length: 22 cm Wall thickness: 1, 2 cm Size: 8 mm Must have tight leak free fit with vacuum syringe Two whistle type openings at distal end of cannula Openings: Must not show any sharp edges Must be opposed and placed such that cannula strength is not compromised Must have features for measuring uterine depth Sterile, individually packed Item Item must be compatble with item 42142601-00000,42142402-00011,42142402-00012,42142402-00013,42142402-00014,42142402-00015,42142402-00016,42142402-00017 AND 42142402-00018. | NATIONAL MEDICAL SUPPLIES | PACIFIC HOSPITAL SUPPLY | TAIWAN | IPAS KARMAN CANNULA | FC8 | Each | 1 | 1 | EX STOCK OR 21 DAYS | 32
42142402-00016 | SUCTION | CANNULA, MANUAL VACUUM ASPIRATION PVC Single use Karman type cannula flexible Length: 22 cm Wall thickness: 1, 2 cm Size: 9 mm Must have tight leak free fit with vacuum syringe One whistle type opening at distal end of cannula Opening: Must not show any sharp edges Must have features for measuring uterine depth Sterile, individually packed Item Item must be compatble with item 42142601-00000,42142402-00011,42142402-00012,42142402-00013,42142402-00014,42142402-00015,42142402-00016,42142402-00017 AND 42142402-00018. | BIOCLIN SOLUTIONS CC | GST Corporation | India | Heuer | MVAK-007 | Each | 1 | 1 | 42 | 20.47
42142402-00016 | SUCTION | CANNULA, MANUAL VACUUM ASPIRATION PVC Single use Karman type cannula flexible Length: 22 cm Wall thickness: 1, 2 cm Size: 9 mm Must have tight leak free fit with vacuum syringe One whistle type opening at distal end of cannula Opening: Must not show any sharp edges Must have features for measuring uterine depth Sterile, individually packed Item Item must be compatble with item 42142601-00000,42142402-00011,42142402-00012,42142402-00013,42142402-00014,42142402-00015,42142402-00016,42142402-00017 AND 42142402-00018. | MODIGA MED (PTY) LTD | Sterimed Medical Devices Pvt. Limited | India | Sterimed | CMVA09 | Each | Each | Option 1 | Initially 21 days, 3 days thereafter | 20.75
42142402-00016 | SUCTION | CANNULA, MANUAL VACUUM ASPIRATION PVC Single use Karman type cannula flexible Length: 22 cm Wall thickness: 1, 2 cm Size: 9 mm Must have tight leak free fit with vacuum syringe One whistle type opening at distal end of cannula Opening: Must not show any sharp edges Must have features for measuring uterine depth Sterile, individually packed Item Item must be compatble with item 42142601-00000,42142402-00011,42142402-00012,42142402-00013,42142402-00014,42142402-00015,42142402-00016,42142402-00017 AND 42142402-00018. | NATIONAL MEDICAL SUPPLIES | PACIFIC HOSPITAL SUPPLY | TAIWAN | IPAS KARMAN CANNULA | FC9 | Each | 1 | 1 | EX STOCK OR 21 DAYS | 32
42142402-00017 | SUCTION | CANNULA, MANUAL VACUUM ASPIRATION PVC Single use Karman type cannula flexible Length: 22 cm Wall thickness: 1, 2 cm Size: 10 mm Must have tight leak free fit with vacuum syringe One whistle type opening at distal end of cannula Opening: Must not show any sharp edges Must have features for measuring uterine depth Sterile, individually packed Item 4 Item must be compatble with item 42142601-00000,42142402-00011,42142402-00012,42142402-00013,42142402-00014,42142402-00015,42142402-00016,42142402-00017 AND 42142402-00018. | BIOCLIN SOLUTIONS CC | GST Corporation | India | Heuer | MVAK-008 | Each | 1 | 1 | 42 | 20.47
42142402-00017 | SUCTION | CANNULA, MANUAL VACUUM ASPIRATION PVC Single use Karman type cannula flexible Length: 22 cm Wall thickness: 1, 2 cm Size: 10 mm Must have tight leak free fit with vacuum syringe One whistle type opening at distal end of cannula Opening: Must not show any sharp edges Must have features for measuring uterine depth Sterile, individually packed Item 4 Item must be compatble with item 42142601-00000,42142402-00011,42142402-00012,42142402-00013,42142402-00014,42142402-00015,42142402-00016,42142402-00017 AND 42142402-00018. | MODIGA MED (PTY) LTD | Sterimed Medical Devices Pvt. Limited | India | Sterimed | CMVA10 | Each | Each | Option 1 | Initially 21 days, 3 days thereafter | 20.75
42142402-00017 | SUCTION | CANNULA, MANUAL VACUUM ASPIRATION PVC Single use Karman type cannula flexible Length: 22 cm Wall thickness: 1, 2 cm Size: 10 mm Must have tight leak free fit with vacuum syringe One whistle type opening at distal end of cannula Opening: Must not show any sharp edges Must have features for measuring uterine depth Sterile, individually packed Item 4 Item must be compatble with item 42142601-00000,42142402-00011,42142402-00012,42142402-00013,42142402-00014,42142402-00015,42142402-00016,42142402-00017 AND 42142402-00018. | NATIONAL MEDICAL SUPPLIES | PACIFIC HOSPITAL SUPPLY | TAIWAN | IPAS KARMAN CANNULA | FC10 | Each | 1 | 1 | EX STOCK OR 21 DAYS | 32
42142402-00018 | SUCTION | CANNULA, MANUAL VACUUM ASPIRATION PVC Single use Karman type cannula flexible Length: 22 cm Wall thickness: 1, 2 cm Size: 12 mm Must have tight leak free fit with vacuum syringe One whistle type openings at distal end of cannula Opening: Must not show any sharp edges Must have features for measuring uterine depth Sterile, individually packed Item. Item must be compatble with item 42142601-00000,42142402-00011,42142402-00012,42142402-00013,42142402-00014,42142402-00015,42142402-00016,42142402-00017 AND 42142402-00018. | BIOCLIN SOLUTIONS CC | GST Corporation | India | Heuer | MVAK-009 | Each | 1 | 1 | 42 | 20.47
42142402-00018 | SUCTION | CANNULA, MANUAL VACUUM ASPIRATION PVC Single use Karman type cannula flexible Length: 22 cm Wall thickness: 1, 2 cm Size: 12 mm Must have tight leak free fit with vacuum syringe One whistle type openings at distal end of cannula Opening: Must not show any sharp edges Must have features for measuring uterine depth Sterile, individually packed Item. Item must be compatble with item 42142601-00000,42142402-00011,42142402-00012,42142402-00013,42142402-00014,42142402-00015,42142402-00016,42142402-00017 AND 42142402-00018. | MODIGA MED (PTY) LTD | Sterimed Medical Devices Pvt. Limited | India | Sterimed | CMVA12 | Each | Each | Option 1 | Initially 21 days, 3 days thereafter | 20.75
42142402-00018 | SUCTION | CANNULA, MANUAL VACUUM ASPIRATION PVC Single use Karman type cannula flexible Length: 22 cm Wall thickness: 1, 2 cm Size: 12 mm Must have tight leak free fit with vacuum syringe One whistle type openings at distal end of cannula Opening: Must not show any sharp edges Must have features for measuring uterine depth Sterile, individually packed Item. Item must be compatble with item 42142601-00000,42142402-00011,42142402-00012,42142402-00013,42142402-00014,42142402-00015,42142402-00016,42142402-00017 AND 42142402-00018. | NATIONAL MEDICAL SUPPLIES | PACIFIC HOSPITAL SUPPLY | TAIWAN | IPAS KARMAN CANNULA | FC12 | Each | 1 | 1 | EX STOCK OR 21 DAYS | 32
42142601-00000 | SUCTION | SYRINGE, MANUAL AND VACUUM ASPIRATION DOUBLE VALVE AUTOCLAVABLE TO 121 DEGREES CELSIUS Set consists of: 1. Vacuum syringe must provide 60 ml of volume must maintain a minimum of 66 ml vacuum for at least one hour Sterilisable and re-usable 20-25 times 2. Valve assembly must have double locking valve to allow vacuum to be created prior to the procedure 3. Must have secure replaceable stopping mechanism for plunger when pulled and when vacuum is created 4. Plunger must have secure locking mechanism 5. A set of ADAPTORS must be provided to fit each size of cannula Adaptor sizes: Size 1: To fit 4, 5 & 6 mm cannula Size 2: To fit 7 mm cannula Size3: To fit 8 mm cannula Size 4: To fit 9 mm cannula Size 5: To fit 10 mm cannula 6. One Set of spare replaceable O-rings 7. 1 x replaceable stopping mechanism 8. Autoclavable to 121 degree celcius 9. Item must be compatble with item 42142601-00000,42142402-00011,42142402-00012,42142402-00013,42142402-00014,42142402-00015,42142402-00016,42142402-00017 AND 42142402-00018. | BIOCLIN SOLUTIONS CC | GST Corporation | India | Heuer | MVAK-001 | Each | 1 | 1 | 42 | 250.7
42142601-00000 | SUCTION | SYRINGE, MANUAL AND VACUUM ASPIRATION DOUBLE VALVE AUTOCLAVABLE TO 121 DEGREES CELSIUS Set consists of: 1. Vacuum syringe must provide 60 ml of volume must maintain a minimum of 66 ml vacuum for at least one hour Sterilisable and re-usable 20-25 times 2. Valve assembly must have double locking valve to allow vacuum to be created prior to the procedure 3. Must have secure replaceable stopping mechanism for plunger when pulled and when vacuum is created 4. Plunger must have secure locking mechanism 5. A set of ADAPTORS must be provided to fit each size of cannula Adaptor sizes: Size 1: To fit 4, 5 & 6 mm cannula Size 2: To fit 7 mm cannula Size3: To fit 8 mm cannula Size 4: To fit 9 mm cannula Size 5: To fit 10 mm cannula 6. One Set of spare replaceable O-rings 7. 1 x replaceable stopping mechanism 8. Autoclavable to 121 degree celcius 9. Item must be compatble with item 42142601-00000,42142402-00011,42142402-00012,42142402-00013,42142402-00014,42142402-00015,42142402-00016,42142402-00017 AND 42142402-00018. | MODIGA MED (PTY) LTD | Sterimed Medical Devices Pvt. Limited | India | Sterimed | VASYRINGE | Each | Each | Option 1 | Initially 21 days, 3 days thereafter | 272.6
42142601-00000 | SUCTION | SYRINGE, MANUAL AND VACUUM ASPIRATION DOUBLE VALVE AUTOCLAVABLE TO 121 DEGREES CELSIUS Set consists of: 1. Vacuum syringe must provide 60 ml of volume must maintain a minimum of 66 ml vacuum for at least one hour Sterilisable and re-usable 20-25 times 2. Valve assembly must have double locking valve to allow vacuum to be created prior to the procedure 3. Must have secure replaceable stopping mechanism for plunger when pulled and when vacuum is created 4. Plunger must have secure locking mechanism 5. A set of ADAPTORS must be provided to fit each size of cannula Adaptor sizes: Size 1: To fit 4, 5 & 6 mm cannula Size 2: To fit 7 mm cannula Size3: To fit 8 mm cannula Size 4: To fit 9 mm cannula Size 5: To fit 10 mm cannula 6. One Set of spare replaceable O-rings 7. 1 x replaceable stopping mechanism 8. Autoclavable to 121 degree celcius 9. Item must be compatble with item 42142601-00000,42142402-00011,42142402-00012,42142402-00013,42142402-00014,42142402-00015,42142402-00016,42142402-00017 AND 42142402-00018. | NATIONAL MEDICAL SUPPLIES | PACIFIC HOSPITAL SUPPLY | TAIWAN | IPAS MVA PLUS | MVA PLUS | Each | 1 | 1 | EX STOCK OR 21 DAYS | 388.2
42143102-00003 | PROBE | SOUND, UTERINE, SIMS Shaft graduated in centimetres Malleable Length: 300 mm Autoclavable, | PREMIER ENDOSCOPY | WELDON | PAKISTAN | WELDON | WI-363-001 | each | 1 | Offer 1 - WELDON (2 Year Guarantee) | 21 | 60.216
42143102-00003 | PROBE | SOUND, UTERINE, SIMS Shaft graduated in centimetres Malleable Length: 300 mm Autoclavable, | ALOE MEDICAL SUPPLIES (PTY) LTD | FOREIGNER INSTRUMENTS | PAKISTAN | FOREIGNER INSTRUMENTS | FI-29-145-30 | Each | 50 | 50 | 30 days | 60.7012
42143102-00003 | PROBE | SOUND, UTERINE, SIMS Shaft graduated in centimetres Malleable Length: 300 mm Autoclavable, | BIOCLIN SOLUTIONS CC | Durable Health | Pakistan | Durable | INST-203 | Each | 1 | 1 | 42 | 61.41
42143102-00004 | DILATORS | UTERINE DILATOR STORAGE ROLL Autoclavable canvas rolls with appropriate divisions. Suitable for storing 8 to 14 individual uterine dilators | PREMIER ENDOSCOPY | XENAMED | PAKISTAN | XENAMED | XEN-EM245 | each | 1 | Offer 2 - XENAMED (5 Year Guarantee) | 21 | 120.237
42143102-00004 | DILATORS | UTERINE DILATOR STORAGE ROLL Autoclavable canvas rolls with appropriate divisions. Suitable for storing 8 to 14 individual uterine dilators | SUPRA HEALTHCARE JOHANNESBURG PTY LTD | EUROMED INDUSTRIES | PAKISTAN | EUROMED | DEV-3012 | Each | Each | Offer 1 | 21 days thereafter 7 days | 158.599
42143102-00005 | DILATORS | UTERINE DILATOR STORAGE ROLL Autoclavable canvas rolls with appropriate divisions. Suitable for storing 8 to 14 individual uterine dilators | TARA HEALTHCARE (PTY) LTD | Darley Surgical | Pakistan | Reignment | Reign013 | Each | 10 | Offer 1 | 30 Days | 34.25
42143102-00005 | DILATORS | UTERINE DILATORS-HEGAR Double ended Size: 1 + 2mm Stainless steel Autoclavable | TECMED (PTY) LTD | Care and Cure Surgico | Pakistan | CCS | 16-274-20 RT | Each | One | HEGAR uterine dilator, double ended, 1/2mm | 28 - 42 days | 36.608
42143102-00005 | DILATORS | UTERINE DILATORS-HEGAR Double ended Size: 1 + 2mm Stainless steel Autoclavable | NATIONAL MEDICAL SUPPLIES | UAMED SURGICAL | SAILKOT | NMS PRECISION | NMS004 | Each | 1 | 1 | EX STOCK OR 21 DAYS | 38
42143102-00006 | DILATORS | UTERINE DILATORS-HEGAR Double ended Size: 3 + 4mm Stainless steel Autoclavable | ACCESS MEDICAL (PTY) LTD | DARLEYS SURGICAL CO. | PAKISTAN | ACCESS / DARLEYS | 102006 | Each | 10 | 1 | 14 | 19.0681
42143102-00006 | DILATORS | UTERINE DILATORS-HEGAR Double ended Size: 3 + 4mm Stainless steel Autoclavable | THOGWA MEDICALS AND PHARMACEUTICALS (PTY) LTD | BIBI SURGICAL INDUSTRY | SKT | BIBI | BB5420014 | Each | 2 | N/A | 15-20 days | 37.5
42143102-00006 | DILATORS | UTERINE DILATORS-HEGAR Double ended Size: 3 + 4mm Stainless steel Autoclavable | ZWANGA TOR ( PTY) LTD | MAQ Surgical (pty) Ltd | Pakistan & RSA | MAQ | 13-03166/3 | Each | 1 case | 1 | 21 days | 39.21
42143102-00007 | DILATORS | UTERINE DILATORS-HEGAR Double ended Size: 5 + 6mm Stainless steel Autoclavable | THOGWA MEDICALS AND PHARMACEUTICALS (PTY) LTD | BIBI SURGICAL INDUSTRY | SKT | BIBI | BB5420015 | Each | 2 | N/A | 15-20 days | 37.5
42143102-00007 | DILATORS | UTERINE DILATORS-HEGAR Double ended Size: 5 + 6mm Stainless steel Autoclavable | TARA HEALTHCARE (PTY) LTD | HDF Medical | Pakistan | Reignment | Reign015 | Each | 10 | Offer 1 | 30 Days | 41.5
42143102-00007 | DILATORS | UTERINE DILATORS-HEGAR Double ended Size: 5 + 6mm Stainless steel Autoclavable | NFR MEDICAL SUPPLIERS CC | ZARTAAS INDUSTRIES | PAKISTAN | ZARTAAS | SI006 | Each | 1 | 1 | 7 DAYS | 44
42143102-00008 | DILATORS | UTERINE DILATORS-HEGAR Double ended Size: 7 + 8mm Stainless steel Autoclavable | ACCESS MEDICAL (PTY) LTD | DARLEYS SURGICAL CO. | PAKISTAN | ACCESS / DARLEYS | 102008 | Each | 10 | 1 | 14 | 24.5162
42143102-00008 | DILATORS | UTERINE DILATORS-HEGAR Double ended Size: 7 + 8mm Stainless steel Autoclavable | THOGWA MEDICALS AND PHARMACEUTICALS (PTY) LTD | BIBI SURGICAL INDUSTRY | SKT | BIBI | BB5420016 | Each | 2 | N/A | 15-20 days | 37.5
42143102-00008 | DILATORS | UTERINE DILATORS-HEGAR Double ended Size: 7 + 8mm Stainless steel Autoclavable | NFR MEDICAL SUPPLIERS CC | ZARTAAS INDUSTRIES | PAKISTAN | ZARTAAS | SI007 | Each | 1 | 1 | 7 DAYS | 44
42143102-00009 | DILATORS | UTERINE DILATORS-HEGAR Double ended Size: 9 + 10mm Stainless steel Autoclavable | ACCESS MEDICAL (PTY) LTD | DARLEYS SURGICAL CO. | PAKISTAN | ACCESS / DARLEYS | 102009 | Each | 10 | 1 | 14 | 27.2402
42143102-00009 | DILATORS | UTERINE DILATORS-HEGAR Double ended Size: 9 + 10mm Stainless steel Autoclavable | THOGWA MEDICALS AND PHARMACEUTICALS (PTY) LTD | BIBI SURGICAL INDUSTRY | SKT | BIBI | BB5420017 | Each | 2 | N/A | 15-20 days | 37.5
42143102-00009 | DILATORS | UTERINE DILATORS-HEGAR Double ended Size: 9 + 10mm Stainless steel Autoclavable | NFR MEDICAL SUPPLIERS CC | ZARTAAS INDUSTRIES | PAKISTAN | ZARTAAS | SI008 | Each | 1 | 1 | 7 DAYS | 44
42143102-00010 | DILATORS | UTERINE DILATORS-HEGAR Double ended Size: 11 + 12mm Stainless steel Autoclavable | NFR MEDICAL SUPPLIERS CC | ZARTAAS INDUSTRIES | PAKISTAN | ZARTAAS | SI009 | Each | 1 | 1 | 7 DAYS | 44
42143102-00010 | DILATORS | UTERINE DILATORS-HEGAR Double ended Size: 11 + 12mm Stainless steel Autoclavable | THOGWA MEDICALS AND PHARMACEUTICALS (PTY) LTD | BIBI SURGICAL INDUSTRY | SKT | BIBI | BB5420018 | Each | 2 | N/A | 15-20 days | 50.1
42143102-00010 | DILATORS | UTERINE DILATORS-HEGAR Double ended Size: 11 + 12mm Stainless steel Autoclavable | ZWANGA TOR ( PTY) LTD | MAQ Surgical (pty) Ltd | Pakistan & RSA | MAQ | 13-03166/11 | Each | 1 case | 1 | 21 days | 67.08
42143102-00011 | DILATORS | UTERINE DILATORS-HEGAR Double ended Stainless steel Size: 13 + 14 mm Stainless steel Autoclavable | ACCESS MEDICAL (PTY) LTD | DARLEYS SURGICAL CO. | PAKISTAN | ACCESS / DARLEYS | 102011 | Each | 10 | 1 | 14 | 38.1363
42143102-00011 | DILATORS | UTERINE DILATORS-HEGAR Double ended Stainless steel Size: 13 + 14 mm Stainless steel Autoclavable | NFR MEDICAL SUPPLIERS CC | ZARTAAS INDUSTRIES | PAKISTAN | ZARTAAS | SI010 | Each | 1 | 1 | 7 DAYS | 44
42143102-00011 | DILATORS | UTERINE DILATORS-HEGAR Double ended Stainless steel Size: 13 + 14 mm Stainless steel Autoclavable | THOGWA MEDICALS AND PHARMACEUTICALS (PTY) LTD | BIBI SURGICAL INDUSTRY | SKT | BIBI | BB5420019 | Each | 2 | N/A | 15-20 days | 50.1
42143102-00012 | DILATORS | UTERINE DILATORS-HEGAR Double ended Stainless steel Size: 15 + 16 mm Stainless steel Autoclavable | NFR MEDICAL SUPPLIERS CC | ZARTAAS INDUSTRIES | PAKISTAN | ZARTAAS | SI011 | Each | 1 | 1 | 7 DAYS | 44
42143102-00012 | DILATORS | UTERINE DILATORS-HEGAR Double ended Stainless steel Size: 15 + 16 mm Stainless steel Autoclavable | THOGWA MEDICALS AND PHARMACEUTICALS (PTY) LTD | BIBI SURGICAL INDUSTRY | SKT | BIBI | BB5420020 | Each | 2 | N/A | 15-20 days | 50.1
42143102-00012 | DILATORS | UTERINE DILATORS-HEGAR Double ended Stainless steel Size: 15 + 16 mm Stainless steel Autoclavable | PREMIER ENDOSCOPY | WELDON | PAKISTAN | WELDON | WI-361-005H | each | 1 | Offer 1 - WELDON (2 Year Guarantee) | 21 | 60.255
42143102-00013 | DILATORS | UTERINE DILATORS-HEGAR Double ended Stainless steel Size: 17 + 18 mm Stainless steel Autoclavable | NFR MEDICAL SUPPLIERS CC | ZARTAAS INDUSTRIES | PAKISTAN | ZARTAAS | SI012 | Each | 1 | 1 | 7 DAYS | 44
42143102-00013 | DILATORS | UTERINE DILATORS-HEGAR Double ended Stainless steel Size: 17 + 18 mm Stainless steel Autoclavable | THOGWA MEDICALS AND PHARMACEUTICALS (PTY) LTD | BIBI SURGICAL INDUSTRY | SKT | BIBI | BB5420021 | Each | 2 | N/A | 15-20 days | 50.1
42143102-00013 | DILATORS | UTERINE DILATORS-HEGAR Double ended Stainless steel Size: 17 + 18 mm Stainless steel Autoclavable | TARA HEALTHCARE (PTY) LTD | HDF Medical | Pakistan | Reignment | Reign021 | Each | 10 | Offer 1 | 30 Days | 64.7
42181501-00001 | DILATORS | TONGUE DEPRESSORS, BUCHWALD Double ended Tapering from 19 mm to 23 mm wide Stainless steel Autoclavable, & Length: 180 mm | BIOCLIN SOLUTIONS CC | Durable Hospital | Pakistan | Durable | EQUI-007 | Each | 1 | 1 | 42 | 37.49
42181501-00001 | DILATORS | TONGUE DEPRESSORS, BUCHWALD Double ended Tapering from 19 mm to 23 mm wide Stainless steel Autoclavable, & Length: 180 mm | K3 MEDICAL (PTY) LTD. | FHQ TRADING CO. LTD. | PAKISTAN | K3M | K3M230 | Each | 1 | 1 | 30 DAYS | 42.7108
42181501-00001 | DILATORS | TONGUE DEPRESSORS, BUCHWALD Double ended Tapering from 19 mm to 23 mm wide Stainless steel Autoclavable, & Length: 180 mm | NATIONAL MEDICAL SUPPLIES | UAMED SURGICAL | SAILKOT | NMS PRECISION | NMS013 | Each | 1 | 1 | EX STOCK OR 21 DAYS | 48
42181603-00000 | DILATORS | SPHYGNOMANOMETER, ANEROID, POCKET TYPE Scale range 0-300 mmHg with a velcro cuff of dimensions to fit a normal adult arm. To be used with double tubing cuff Shockproof High quality indicator-Precisely calibrated, durable and shock resistant Upper Housing made of aluminium alloy-Advanced thermo plastic (Polymide /TP Elastomer) with a shock absorbing ring protects indicator and glass Spare parts and components must be locally available. ( ITEM NUMBERS: 42181603-00000,42181610-00010,42181610-00011,42181610-00012,42181610-00013 AND 42181610-00014) will be evaluated as series. & | BIOCLIN SOLUTIONS CC | HONSUN (NANTONG) Co., Ltd | China | Biocare | BDPR-050 | Each | 5 | 1 | 7 | 148.81
42181603-00000 | DILATORS | SPHYGNOMANOMETER, ANEROID, POCKET TYPE Scale range 0-300 mmHg with a velcro cuff of dimensions to fit a normal adult arm. To be used with double tubing cuff Shockproof High quality indicator-Precisely calibrated, durable and shock resistant Upper Housing made of aluminium alloy-Advanced thermo plastic (Polymide /TP Elastomer) with a shock absorbing ring protects indicator and glass Spare parts and components must be locally available. ( ITEM NUMBERS: 42181603-00000,42181610-00010,42181610-00011,42181610-00012,42181610-00013 AND 42181610-00014) will be evaluated as series. & | Endomed Medical and Surgical Supplies cc. | Sunvian | China | E- med | SPHY-POC | Each | 1 unit | Offer 1 | 5-7 working days | 152.5562
42181603-00001 | DIAGNOSTIC | SPHYGNOMANOMETER, ANEROID, POCKET TYPE Scale range 0-300 mm of mercury with a velcro cuff of dimensions to fit a normal adult arm. To be used with single tubing cuff Shockproof High quality indicator-Precisely calibrated, durable and shock resistant Upper Housing made of aluminum alloy-Advanced thermo plastic (Polyamide /TP Elastomer) with a shock absorbing ring protects indicator and glass Spare parts and components must be locally available. Must be compatable with item numbers 42181610-00015, 42181610-00016, 42181610-00017, 42181610-00018, 42181610-00019 | BIOCLIN SOLUTIONS CC | HONSUN (NANTONG) Co., Ltd | China | Biocare | BDPR-113 | Each | 1 | 1 | 21 | 277.15
42181610-00010 | DIAGNOSTIC | CUFF Velcro, complete with sleeve, bag and double tubing for sphygmomanometer Size: Infant Item must be compatible to item 42181603-00000 & (ITEM NUMBERS: 42181603-00000,42181610-00010,42181610-00011,42181610-00012,42181610-00013 AND 42181610-00014) will be evaluated as a series. | BIOCLIN SOLUTIONS CC | HONSUN (NANTONG) Co., Ltd | China | Biocare | BDPR-063 | Each | 5 | 1 | 7 | 27.37
42181610-00010 | DIAGNOSTIC | CUFF Velcro, complete with sleeve, bag and double tubing for sphygmomanometer Size: Infant Item must be compatible to item 42181603-00000 & (ITEM NUMBERS: 42181603-00000,42181610-00010,42181610-00011,42181610-00012,42181610-00013 AND 42181610-00014) will be evaluated as a series. | Endomed Medical and Surgical Supplies cc. | Sunvian | China | E- med | BPC-I | Each | 25 units | Offer 1 | 5-7 working days | 43.8633
42181610-00011 | DIAGNOSTIC | CUFF Velcro, complete with sleeve, bag and double tubing for sphygmomanometer Size; Child Item must be compatible to item 42294726 & (ITEM NUMBERS: 42294726,42221803-00020,42221803-00018,42221803-00016,42221803-00022 AND 42221803-00024) will be evaluated as a series. | BIOCLIN SOLUTIONS CC | HONSUN (NANTONG) Co., Ltd | China | Biocare | BDPR-052 | Each | 5 | 1 | 7 | 30.82
42181610-00011 | DIAGNOSTIC | CUFF Velcro, complete with sleeve, bag and double tubing for sphygmomanometer Size; Child Item must be compatible to item 42294726 & (ITEM NUMBERS: 42294726,42221803-00020,42221803-00018,42221803-00016,42221803-00022 AND 42221803-00024) will be evaluated as a series. | Endomed Medical and Surgical Supplies cc. | Sunvian | China | E- med | BPC-C | Each | 25 units | Offer 1 | 5-7 working days | 48.0058
42181610-00012 | DIAGNOSTIC | CUFF Velcro, complete with sleeve, bag and double tubing for sphygmomanometer Size: Normal Adult Item must be compatible to item 42181603-00000 & (ITEM NUMBERS:42181603-00000,42181610-00010,42181610-00011,42181610-00012,42181610-00013 AND 42181610-00014) will be evaluated as a series. | BIOCLIN SOLUTIONS CC | HONSUN (NANTONG) Co., Ltd | China | Biocare | BDPR-060 | Each | 5 | 1 | 7 | 43.24
42181610-00012 | DIAGNOSTIC | CUFF Velcro, complete with sleeve, bag and double tubing for sphygmomanometer Size: Normal Adult Item must be compatible to item 42181603-00000 & (ITEM NUMBERS:42181603-00000,42181610-00010,42181610-00011,42181610-00012,42181610-00013 AND 42181610-00014) will be evaluated as a series. | Endomed Medical and Surgical Supplies cc. | Sunvian | China | E- med | BPC-A | Each | 10 units | Offer 1 | 5-7 working days | 58.4754
42181610-00013 | DIAGNOSTIC | CUFF Velcro, complete with sleeve, bag and double tubing for sphygmomanometer Size: Large arm, Item must be compatible to item 42181603-00000 & (42181603-00000,42181610-00010,42181610-00011,42181610-00012,42181610-00013 AND 42181610-00014) will be evaluated as a series. | BIOCLIN SOLUTIONS CC | HONSUN (NANTONG) Co., Ltd | China | Biocare | BDPR-072 | Each | 5 | 1 | 7 | 48.99
42181610-00013 | DIAGNOSTIC | CUFF Velcro, complete with sleeve, bag and double tubing for sphygmomanometer Size: Large arm, Item must be compatible to item 42181603-00000 & (42181603-00000,42181610-00010,42181610-00011,42181610-00012,42181610-00013 AND 42181610-00014) will be evaluated as a series. | Endomed Medical and Surgical Supplies cc. | Sunvian | China | E- med | BPC-L | Each | 10 units | Offer 1 | 5-7 working days | 74.2178
42181610-00014 | DIAGNOSTIC | CUFF Velcro, complete with sleeve, bag and double tubing for sphygmomanometer Size: Obese Item must be compatible to item 42181603-00000 & (ITEM NUMBERS: 42181603-00000,42181610-00010,42181610-00011,42181610-00012,42181610-00013 AND 42181610-00014) will be evaluated as a series. | BIOCLIN SOLUTIONS CC | HONSUN (NANTONG) Co., Ltd | China | Biocare | BDPR-062 | Each | 5 | 1 | 7 | 68.31
42181610-00014 | DIAGNOSTIC | CUFF Velcro, complete with sleeve, bag and double tubing for sphygmomanometer Size: Obese Item must be compatible to item 42181603-00000 & (ITEM NUMBERS: 42181603-00000,42181610-00010,42181610-00011,42181610-00012,42181610-00013 AND 42181610-00014) will be evaluated as a series. | Endomed Medical and Surgical Supplies cc. | Sunvian | China | E- med | BPC-OB | Each | 10 units | Offer 1 | 5-7 working days | 85.742
42181610-00015 | DIAGNOSTIC | CUFF Velcro, complete with sleeve, bag and single tubing for sphygmomanometer Size: Infant, Item Must be compatable with item numbers 42181610-00015, 42181610-00016, 42181610-00017, 42181610-00018, 42181610-00019 and 42181603-00001 | MIBA SNIPS CC T/A MEDEQUIP | Ari Medical Technology | China | Ari | RT.Inf.Cuff.Sing | Each | Each | Offer 1 | 2 weeks | 80
42181610-00016 | DIAGNOSTIC | CUFF Velcro, complete with sleeve, bag and single tubing for sphygmomanometer Size; Child,Item Must be compatable with item numbers 42181610-00015, 42181610-00016, 42181610-00017, 42181610-00018, 42181610-00019 and 42181603-00001 | BIOCLIN SOLUTIONS CC | HONSUN (NANTONG) Co., Ltd | China | Biocare | BDPR-070 | Each | 1 | 1 | 21 | 29.67
42181610-00017 | DIAGNOSTIC | CUFF Velcro, complete with sleeve, bag and single tubing for sphygmomanometer Size: Normal Adult,Item Must be compatable with item numbers 42181610-00015, 42181610-00016, 42181610-00017, 42181610-00018, 42181610-00019 and 42181603-00001 | BIOCLIN SOLUTIONS CC | HONSUN (NANTONG) Co., Ltd | China | Biocare | BDPR-059 | Each | 1 | 1 | 21 | 36.34
42181610-00018 | DIAGNOSTIC | CUFF Velcro, complete with sleeve, bag and single tubing for sphygmomanometer Size: Large arm,Item Must be compatable with item numbers 42181610-00015, 42181610-00016, 42181610-00017, 42181610-00018, 42181610-00019 and 42181603-00001 | BIOCLIN SOLUTIONS CC | HONSUN (NANTONG) Co., Ltd | China | Biocare | BDPR-069 | Each | 1 | 1 | 21 | 48.99
42181610-00019 | DIAGNOSTIC | CUFF Velcro, complete with sleeve, bag and single tubing for sphygmomanometer Size: Obese, Item Must be compatable with item numbers 42181610-00015, 42181610-00016, 42181610-00017, 42181610-00018, 42181610-00019 and 42181603-00001 | SSEM MTHEMBU MEDICAL (PTY)LTD | Rudolf Riester GmbH | Germany | Riester | RST125 | Each | Each | Option 1 of 1 | 34 Days | 1891.75
42182015-00004 | SPECULUM | SPECULUM, NASAL, THUDICUM Stainless steel Size 2 Autoclavable, | UNICORE HOLDINGS (PTY) LTD | VITRA INTERNATIONAL | PAKISTAN | VITRA | 10-7300 | Each | 10 | OFFER 1 | 7-10 DAYS (EX STOCK) | 9.78
42182015-00004 | SPECULUM | SPECULUM, NASAL, THUDICUM Stainless steel Size 2 Autoclavable, | MORGAN PILLAY SURGICAL MANUFACTURERS | VITRA INTERNATIONAL | PAKISTAN | VITRA | 10-7300 | Each | 10 | OFFER 01 | 15-21 DAYS | 14.2787
42182015-00004 | SPECULUM | SPECULUM, NASAL, THUDICUM Stainless steel Size 2 Autoclavable, | PREMIER ENDOSCOPY | WELDON | PAKISTAN | WELDON | WI-261-002 | each | 5 | Offer 1 - WELDON (2 Year Guarantee) | 21 | 16.0485
42182015-00005 | SPECULUM | SPECULUM, NASAL, THUDICUM Stainless steel Size 4 Autoclavable, | UNICORE HOLDINGS (PTY) LTD | VITRA INTERNATIONAL | PAKISTAN | VITRA | 10-7302 | Each | 10 | OFFER 1 | 7-10 DAYS (EX STOCK) | 15.89
42182015-00005 | SPECULUM | SPECULUM, NASAL, THUDICUM Stainless steel Size 4 Autoclavable, | MORGAN PILLAY SURGICAL MANUFACTURERS | VITRA INTERNATIONAL | PAKISTAN | VITRA | 10-7302 | Each | 10 | OFFER 01 | 15-21 DAYS | 19.4709
42182015-00005 | SPECULUM | SPECULUM, NASAL, THUDICUM Stainless steel Size 4 Autoclavable, | NFR MEDICAL SUPPLIERS CC | ZARTAAS INDUSTRIES | PAKISTAN | ZARTAAS | SI015 | Each | 1 | 1 | 7 DAYS | 26
42182015-00006 | SPECULUM | SPECULUM, NASAL, THUDICUM Stainless steel Size 5 Autoclavable, | UNICORE HOLDINGS (PTY) LTD | VITRA INTERNATIONAL | PAKISTAN | VITRA | 10-7303 | Each | 10 | OFFER 1 | 7-10 DAYS (EX STOCK) | 18.03
42182015-00006 | SPECULUM | SPECULUM, NASAL, THUDICUM Stainless steel Size 5 Autoclavable, | MORGAN PILLAY SURGICAL MANUFACTURERS | VITRA INTERNATIONAL | PAKISTAN | VITRA | 10-7303 | Each | 10 | OFFER 01 | 15-21 DAYS | 22.0671
42182015-00006 | SPECULUM | SPECULUM, NASAL, THUDICUM Stainless steel Size 5 Autoclavable, | ZWANGA TOR ( PTY) LTD | MAQ Surgical (pty) Ltd | Pakistan & RSA | MAQ | 08-02440/5 | Each | 1 case | 1 | 21Days | 67.08
42182015-00007 | SPECULUM | SPECULUM, VAGINAL, CUSCO Solid blade Folding handles Stainless steel Size : Virgin Blade length: 80 mm Width of blade at distal end: 7 mm Autoclavable | TARA HEALTHCARE (PTY) LTD | HDF Medical | Pakistan | Reignment | Reign026 | Each | 10 | Offer 1 | 30 Days | 75.8
42182015-00007 | SPECULUM | SPECULUM, VAGINAL, CUSCO Solid blade Folding handles Stainless steel Size : Virgin Blade length: 80 mm Width of blade at distal end: 7 mm Autoclavable | UNICORE HOLDINGS (PTY) LTD | VITRA INTERNATIONAL | PAKISTAN | VITRA | 10-7304 | Each | 10 | OFFER 1 | 7-10 DAYS (EX STOCK) | 124.4
42182015-00007 | SPECULUM | SPECULUM, VAGINAL, CUSCO Solid blade Folding handles Stainless steel Size : Virgin Blade length: 80 mm Width of blade at distal end: 7 mm Autoclavable | BIOCLIN SOLUTIONS CC | Durable Hospital | Pakistan | Durable | INST-183 | Each | 1 | 1 | 42 | 139.84
42182015-00008 | SPECULUM | SPECULUM, VAGINAL, SIMS Double ended Stainless steel Size : Small Autoclavable | ACCESS MEDICAL (PTY) LTD | DARLEYS SURGICAL CO. | PAKISTAN | ACCESS / DARLEYS | 015008 | Each | 10 | 1 | 14 | 51.7564
42182015-00008 | SPECULUM | SPECULUM, VAGINAL, SIMS Double ended Stainless steel Size : Small Autoclavable | K3 MEDICAL (PTY) LTD. | FHQ TRADING CO. LTD. | PAKISTAN | K3M | K3M206 | Each | 1 | 1 | 30 DAYS | 52.26
42182015-00008 | SPECULUM | SPECULUM, VAGINAL, SIMS Double ended Stainless steel Size : Small Autoclavable | ZWANGA TOR ( PTY) LTD | MAQ Surgical (pty) Ltd | Pakistan & RSA | MAQ | 13-03125 | Each | 1 case | 1 | 21Days | 60.71
42182015-00009 | SPECULUM | SPECULUM, VAGINAL, SIMS Double ended Stainless steel Size : Medium Autoclavable | K3 MEDICAL (PTY) LTD. | FHQ TRADING CO. LTD. | PAKISTAN | K3M | K3M207 | Each | 1 | 1 | 30 DAYS | 52.26
42182015-00009 | SPECULUM | SPECULUM, VAGINAL, SIMS Double ended Stainless steel Size : Medium Autoclavable | SUPRA HEALTHCARE JOHANNESBURG PTY LTD | EUROMED INDUSTRIES | PAKISTAN | EUROMED | DEV-3035 | Each | Each | Offer 1 | 21 days thereafter 7 days | 54.96
42182015-00009 | SPECULUM | SPECULUM, VAGINAL, SIMS Double ended Stainless steel Size : Medium Autoclavable | ZWANGA TOR ( PTY) LTD | MAQ Surgical (pty) Ltd | Pakistan & RSA | MAQ | 13-03126 | Each | 1 case | 1 | 21Days | 60.71
42182015-00010 | SPECULUM | SPECULUM, VAGINAL, SIMS Double ended Stainless steel Size : Large Autoclavable | K3 MEDICAL (PTY) LTD. | FHQ TRADING CO. LTD. | PAKISTAN | K3M | K3M208 | Each | 1 | 1 | 30 DAYS | 52.26
42182015-00010 | SPECULUM | SPECULUM, VAGINAL, SIMS Double ended Stainless steel Size : Large Autoclavable | ZWANGA TOR ( PTY) LTD | MAQ Surgical (pty) Ltd | Pakistan & RSA | MAQ | 13-03127 | Each | 1 case | 1 | 21Days | 60.71
42182015-00010 | SPECULUM | SPECULUM, VAGINAL, SIMS Double ended Stainless steel Size : Large Autoclavable | MR FIRST AID (PTY) LTD | MAQ Surgical | Pakistan | MAQ | 13-03127 | Each | 30 | 1 | 6-8 Weeks | 61
42182015-00011 | SPECULUM | SPECULUM, VAGINAL, CUSCO Solid blade Folding handles Stainless steel Size : Small Blade length: 75 mm Width of blade at distal end: 32 mm Autoclavable, & ISO13485 | BEREA MEDICALS (PTY) LTD | Modern Surgical Corporation | Pakistan | Modern |  | Each | 150 |  | 14-21 Days | 74
42182015-00011 | SPECULUM | SPECULUM, VAGINAL, CUSCO Solid blade Folding handles Stainless steel Size : Small Blade length: 75 mm Width of blade at distal end: 32 mm Autoclavable, & ISO13485 | VURHENA HEALTH SERVICES ( PTY) LTD | Modern Surgical Corporation | Pakistan | Modern |  | Each | 100 |  | 14-21 days | 82.8
42182015-00011 | SPECULUM | SPECULUM, VAGINAL, CUSCO Solid blade Folding handles Stainless steel Size : Small Blade length: 75 mm Width of blade at distal end: 32 mm Autoclavable, & ISO13485 | INALA MEDICAL SUPPLIES | MODERN SURGICAL Corp CE | PAKISTAN | MODERN CE | 41-104-02 | EACH | N/A | YES | 30 DAYS | 97.33
42182015-00012 | SPECULUM | SPECULUM, VAGINAL, CUSCO Solid blade Folding handles Stainless steel Size : Medium Blade length: 85 mm Width of blade at distal end: 35 mm Autoclavable, | BEREA MEDICALS (PTY) LTD | Modern Surgical Corporation | Pakistan | Modern |  | Each | 150 |  | 14-21 Days | 92.5
42182015-00012 | SPECULUM | SPECULUM, VAGINAL, CUSCO Solid blade Folding handles Stainless steel Size : Medium Blade length: 85 mm Width of blade at distal end: 35 mm Autoclavable, | INALA MEDICAL SUPPLIES | MODERN SURGICAL Corp CE | PAKISTAN | MODERN CE | 41-104-04 | EACH | N/A | YES | 30 DAYS | 98.82
42182015-00012 | SPECULUM | SPECULUM, VAGINAL, CUSCO Solid blade Folding handles Stainless steel Size : Medium Blade length: 85 mm Width of blade at distal end: 35 mm Autoclavable, | VURHENA HEALTH SERVICES ( PTY) LTD | Modern Surgical Corporation | Pakistan | Modern |  | Each | 100 |  | 14-21 days | 103.5
42182015-00013 | SPECULUM | SPECULUM, VAGINAL, CUSCO Solid blade Folding handles Stainless steel Size : Large Blade length; 100 mm Width of blade at distal end: 35 mm Autoclavable, | BEREA MEDICALS (PTY) LTD | Modern Surgical Corporation | Pakistan | Modern |  | Each | 150 |  | 14-21 Days | 92.5
42182015-00013 | SPECULUM | SPECULUM, VAGINAL, CUSCO Solid blade Folding handles Stainless steel Size : Large Blade length; 100 mm Width of blade at distal end: 35 mm Autoclavable, | INALA MEDICAL SUPPLIES | MODERN SURGICAL Corp CE | PAKISTAN | MODERN CE | 41-104-05 | EACH | N/A | YES | 30 DAYS | 101.14
42182015-00013 | SPECULUM | SPECULUM, VAGINAL, CUSCO Solid blade Folding handles Stainless steel Size : Large Blade length; 100 mm Width of blade at distal end: 35 mm Autoclavable, | VURHENA HEALTH SERVICES ( PTY) LTD | Modern Surgical Corporation | Pakistan | Modern |  | Each | 100 |  | 14-21 days | 103.5
42182015-00014 | SPECULUM | SPECULUM, VAGINAL, CUSCO Solid blade Folding handles Stainless steel Size : Extra Large Blade length: 115 mm Width of blade at distal end: 37 mm Autoclavable, | INALA MEDICAL SUPPLIES | MODERN SURGICAL Corp CE | PAKISTAN | MODERN CE | 41-104-06 | EACH | N/A | YES | 30 DAYS | 102.52
42182015-00014 | SPECULUM | SPECULUM, VAGINAL, CUSCO Solid blade Folding handles Stainless steel Size : Extra Large Blade length: 115 mm Width of blade at distal end: 37 mm Autoclavable, | UNICORE HOLDINGS (PTY) LTD | VITRA INTERNATIONAL | PAKISTAN | VITRA | 10-7308 | Each | 10 | OFFER 1 | 7-10 DAYS (EX STOCK) | 146.1
42182015-00014 | SPECULUM | SPECULUM, VAGINAL, CUSCO Solid blade Folding handles Stainless steel Size : Extra Large Blade length: 115 mm Width of blade at distal end: 37 mm Autoclavable, | PREMIER ENDOSCOPY | WELDON | PAKISTAN | WELDON | WI-353-015A | each | 1 | Offer 1 - WELDON (2 Year Guarantee) | 21 | 160.4557
42182015-00015 | SPECULUM | SPECULUM, NASAL, THUDICUM Stainless steel Size 1 Autoclavable, | UNICORE HOLDINGS (PTY) LTD | VITRA INTERNATIONAL | PAKISTAN | VITRA | 10-7299 | Each | 10 | OFFER 1 | 7-10 DAYS (EX STOCK) | 9.17
42182015-00015 | SPECULUM | SPECULUM, NASAL, THUDICUM Stainless steel Size 1 Autoclavable, | PREMIER ENDOSCOPY | WELDON | PAKISTAN | WELDON | WI-261-001 | each | 5 | Offer 1 - WELDON (2 Year Guarantee) | 21 | 16.029
42182015-00016 | SPECULUM | SPECULUM, NASAL, THUDICUM Stainless steel Size 3 , Autoclavable, | UNICORE HOLDINGS (PTY) LTD | VITRA INTERNATIONAL | PAKISTAN | VITRA | 10-7301 | Each | 10 | OFFER 1 | 7-10 DAYS (EX STOCK) | 11.92
42182015-00016 | SPECULUM | SPECULUM, NASAL, THUDICUM Stainless steel Size 3 , Autoclavable, | MORGAN PILLAY SURGICAL MANUFACTURERS | VITRA INTERNATIONAL | PAKISTAN | VITRA | 10-7301 | Each | 10 | OFFER 01 | 15-21 DAYS | 17.3075
42182015-00017 | SPECULUM | VAGINAL SPECULUM-AUVARD Non-detachable weight Blade Size: 75 X 38 mm Length 24 cm Stainless Steel Autoclavable, and | TARA HEALTHCARE (PTY) LTD | HDF Medical | Pakistan | Reignment | Reign036 | Each | 10 | Offer 1 | 30 Days | 187.3
42182015-00018 | SPECULUM | GRAVE VAGINAL STANDARD SPECULUM, solid base, with mounted suction, folding handles, Coating to prevent heat conduction, Size:Small standard 75mm long X 18mm width, autoclavable. | SUPRA HEALTHCARE JOHANNESBURG PTY LTD | EUROMED INDUSTRIES | PAKISTAN | EUROMED | DEV-3044 | Each | Each | Offer 1 | 21 days thereafter 7 days | 143.5242
42182015-00019 | SPECULUM | GRAVE VAGINAL STANDARD SPECULUM, solid base, with mounted suction, folding handles, Coating to prevent heat conduction, Size:Medium standard 100mm long X 38mm width, autoclavable. | SANJ-MED MEDICAL DISTRIBUTORS CC | Stahlmann Pro | Pakistan | Stahlmann | RAE-116-03 | Each | 20 |  |  | 202.4474
42182015-00019 | SPECULUM | GRAVE VAGINAL STANDARD SPECULUM, solid base, with mounted suction, folding handles, Coating to prevent heat conduction, Size:Medium standard 100mm long X 38mm width, autoclavable. | SUPRA HEALTHCARE JOHANNESBURG PTY LTD | EUROMED INDUSTRIES | PAKISTAN | EUROMED | DEV-3045 | Each | Each | Offer 1 | 21 days thereafter 7 days | 227.6916
42182015-00019 | SPECULUM | GRAVE VAGINAL STANDARD SPECULUM, solid base, with mounted suction, folding handles, Coating to prevent heat conduction, Size:Medium standard 100mm long X 38mm width, autoclavable. | UNICORE HOLDINGS (PTY) LTD | VITRA INTERNATIONAL | PAKISTAN | VITRA | 10-7361 | Each | 10 | OFFER 1 | 7-10 DAYS (EX STOCK) | 317.88
42182015-00020 | SPECULUM | GRAVE VAGINAL STANDARD SPECULUM, solid base, with mounted suction, folding handles, Coating to prevent heat conduction, Size: Large standard 119mm long X 38mm width, autoclavable. | SUPRA HEALTHCARE JOHANNESBURG PTY LTD | EUROMED INDUSTRIES | PAKISTAN | EUROMED | DEV-3046 | Each | Each | Offer 1 | 21 days thereafter 7 days | 227.6916
42182015-00020 | SPECULUM | GRAVE VAGINAL STANDARD SPECULUM, solid base, with mounted suction, folding handles, Coating to prevent heat conduction, Size: Large standard 119mm long X 38mm width, autoclavable. | UNICORE HOLDINGS (PTY) LTD | VITRA INTERNATIONAL | PAKISTAN | VITRA | 10-7362 | Each | 10 | OFFER 1 | 7-10 DAYS (EX STOCK) | 317.88
42182015-00020 | SPECULUM | GRAVE VAGINAL STANDARD SPECULUM, solid base, with mounted suction, folding handles, Coating to prevent heat conduction, Size: Large standard 119mm long X 38mm width, autoclavable. | MORGAN PILLAY SURGICAL MANUFACTURERS | VITRA INTERNATIONAL | PAKISTAN | VITRA | 10-7362 | Each | 10 | OFFER 01 | 15-21 DAYS | 454.3219
42182015-00021 | SPECULUM | AUVARD VAGINAL SPECULUM, non-detachable, blade Size 40mm X 150mm, Length 24cm, stainless steel, autoclavable. | SPECMED MEDICAL SERVICES | DENTSY | INDIA | DENTSY | DNDW.261.23 | Each | ONE | DNDW.261.23 | 3 TO 4 WEEKS | 225.66
42182015-00021 | SPECULUM | AUVARD VAGINAL SPECULUM, non-detachable, blade Size 40mm X 150mm, Length 24cm, stainless steel, autoclavable. | UNICORE HOLDINGS (PTY) LTD | VITRA INTERNATIONAL | PAKISTAN | VITRA | 10-7363 | Each | 10 | OFFER 1 | 7-10 DAYS (EX STOCK) | 317.88
42182015-00021 | SPECULUM | AUVARD VAGINAL SPECULUM, non-detachable, blade Size 40mm X 150mm, Length 24cm, stainless steel, autoclavable. | MORGAN PILLAY SURGICAL MANUFACTURERS | VITRA INTERNATIONAL | PAKISTAN | VITRA | 10-7363 | Each | 10 | OFFER 01 | 15-21 DAYS | 454.3219
42182015-00022 | SPECULUM | GRAVE VAGINAL STANDARD SPECULUM, solid base, with mounted suction, folding handles, Coating to prevent heat conduction, Size:XX Large standard 175mm long X 44mm width, autoclavable. | SUPRA HEALTHCARE JOHANNESBURG PTY LTD | EUROMED INDUSTRIES | PAKISTAN | EUROMED | DEV-3049 | Each | Each | Offer 1 | 21 days thereafter 7 days | 227.6916
42182015-00022 | SPECULUM | GRAVE VAGINAL STANDARD SPECULUM, solid base, with mounted suction, folding handles, Coating to prevent heat conduction, Size:XX Large standard 175mm long X 44mm width, autoclavable. | UNICORE HOLDINGS (PTY) LTD | VITRA INTERNATIONAL | PAKISTAN | VITRA | 10-7364 | Each | 10 | OFFER 1 | 7-10 DAYS (EX STOCK) | 317.88
42182015-00022 | SPECULUM | GRAVE VAGINAL STANDARD SPECULUM, solid base, with mounted suction, folding handles, Coating to prevent heat conduction, Size:XX Large standard 175mm long X 44mm width, autoclavable. | MORGAN PILLAY SURGICAL MANUFACTURERS | VITRA INTERNATIONAL | PAKISTAN | VITRA | 10-7364 | Each | 10 | OFFER 01 | 15-21 DAYS | 454.3219
42182103-00002 | DILATORS | STETHOSCOPE Light weight, bi-aural Dual purpose chest piece with open bell and replaceable diaphragm To have polyvinyl chloride tubing and folding spring Head piece to be permanently set in the correct anatomical angle Non-metal ear pieces CE Certificate, FDA & TUV or equivalent | BIOCOR HOSPITAL SUPPLIES PTY LTD | China HuaMei Medical Instrument Co. Ltd | China | Biocor | STC20000 | Each | 10 | 1 | Initial: 42 Days Subsequent Orders: 3 - 7 Days | 42.75
42182103-00002 | DILATORS | STETHOSCOPE Light weight, bi-aural Dual purpose chest piece with open bell and replaceable diaphragm To have polyvinyl chloride tubing and folding spring Head piece to be permanently set in the correct anatomical angle Non-metal ear pieces CE Certificate, FDA & TUV or equivalent | PREMIER ENDOSCOPY | MEDIUNION | CHINA | PREMIER | 42182103-00002 | each | 10 | Offer 1 | 21 | 43.3875
42182103-00002 | DILATORS | STETHOSCOPE Light weight, bi-aural Dual purpose chest piece with open bell and replaceable diaphragm To have polyvinyl chloride tubing and folding spring Head piece to be permanently set in the correct anatomical angle Non-metal ear pieces CE Certificate, FDA & TUV or equivalent | BIOCLIN SOLUTIONS CC | HONSUN (NANTONG) Co., Ltd | China | Biocare | STET-007 | Each | 1 | 1 | 42 | 48.99
42182103-00003 | DILATORS | STETHOSCOPE, FOETAL, PINARD TYPE Aluminium/Bacolite Components to be non-detachable | NFR MEDICAL SUPPLIERS CC | ZARTAAS INDUSTRIES | PAKISTAN | ZARTAAS | SI034 | Each | 1 | 1 | 7 DAYS | 26
42182103-00003 | DILATORS | STETHOSCOPE, FOETAL, PINARD TYPE Aluminium/Bacolite Components to be non-detachable | BIOCLIN SOLUTIONS CC | Durable Hospital | Pakistan | Durable | STET-008 | Each | 1 | 1 | 42 | 26.22
42182103-00003 | DILATORS | STETHOSCOPE, FOETAL, PINARD TYPE Aluminium/Bacolite Components to be non-detachable | TECMED (PTY) LTD | Care and Cure Surgico | Pakistan | CCS | 01-190-00 RT | Each | One | Pinard stethoscope | 28 - 42 days | 33.1749
42182103-00004 | DILATORS | STETHOSCOPE, FOETAL, PINARD TYPE Hard Plastic Components to be non-detachable | BIOCLIN SOLUTIONS CC | Durable Hospital | Pakistan | Durable | STET-017 | Each | 1 | 1 | 42 | 18.17
42182103-00004 | DILATORS | STETHOSCOPE, FOETAL, PINARD TYPE Hard Plastic Components to be non-detachable | NFR MEDICAL SUPPLIERS CC | ZARTAAS INDUSTRIES | PAKISTAN | ZARTAAS | SI035 | Each | 1 | 1 | 7 DAYS | 22
42182103-00005 | DILATORS | STETHOSCOPE, COMBINATION, Light weight, single outlet chest piece with lock in either the bell or the diaphragm position, bell with anti chill ring, Y- shaped plastic tubing head form with ear tips and spring | BIOCOR HOSPITAL SUPPLIES PTY LTD | China HuaMei Medical Instrument Co. Ltd | China | Biocor | STC00500 | Each | 10 | 1 | Initial: 42 Days Subsequent Orders: 3 - 7 Days | 41.85
42203444-00000 | DIAGNOSTIC | DIAGNOSTIC SET-WALL MOUNTED 3,5 volt Ophthalmoscope and otoscope Set suitable for WALL-MOUNTING with locking collars and locking device. Must include light intensity rheostat in the handles, and automatic On/Off cradle switches. All screws, wall plugs etc necessary for mounting the unit on to the wall must be included. Set to consist of: i Opthalmoscope, mirror type with 3,5 volt HALOGEN lamp, sliding focussing device from -25 to +40 diopters and five apertures including a slit, pinhole, large hole, fixation or white line grid and red-free filter. ii Otoscope, fibre-optic with 3,5 volt HALOGEN lamp, 2 mm, 3 mm, 4 mm and 5 mm polypropylene flanged specula. iii One spare lamp for ophthalmoscope and one for the otoscope. iv Wall mounting facility with locking collars, mains operated and ± 3 m spiral cord with sealed 3 pin plug. v Locking device to secure ophthalmoscope and otoscope heads to handles. Specula for item no ii and spare lamps must be freely available. | MIBA SNIPS CC T/A MEDEQUIP | Keeler Limited | England | Keeler | 1964-P-2004 | Each | Each | Offer 1 | 4 weeks | 15640
42203444-00000 | DIAGNOSTIC | DIAGNOSTIC SET-WALL MOUNTED 3,5 volt Ophthalmoscope and otoscope Set suitable for WALL-MOUNTING with locking collars and locking device. Must include light intensity rheostat in the handles, and automatic On/Off cradle switches. All screws, wall plugs etc necessary for mounting the unit on to the wall must be included. Set to consist of: i Opthalmoscope, mirror type with 3,5 volt HALOGEN lamp, sliding focussing device from -25 to +40 diopters and five apertures including a slit, pinhole, large hole, fixation or white line grid and red-free filter. ii Otoscope, fibre-optic with 3,5 volt HALOGEN lamp, 2 mm, 3 mm, 4 mm and 5 mm polypropylene flanged specula. iii One spare lamp for ophthalmoscope and one for the otoscope. iv Wall mounting facility with locking collars, mains operated and ± 3 m spiral cord with sealed 3 pin plug. v Locking device to secure ophthalmoscope and otoscope heads to handles. Specula for item no ii and spare lamps must be freely available. | SSEM MTHEMBU MEDICAL (PTY)LTD | Rudolf Riester GmbH | Germany | Riester | RST3652.300 & RST10565.301 & RST10595.301 & RST10775 & RST10783 & RST10789 & RST10795 & RSST10625 & RST10627 | Each | Each | Option 1 of 1 | 30 Days | 18385.05
42203444-00001 | DIAGNOSTIC | PORTABLE DIAGNOSTIC SET 2,5 volt Ophthalmoscope and otoscope set in a suitable case comprising of -Ophthalmoscope -Otoscope with nasal and oral specula -Throat examination head -Battery handle for 2 x R14S batteries -Spare lamps Set to consist of: i Opthalmoscope, mirror type with 2,5 volt HALOGEN lamp, sliding focussing device from -25 to +40 diopters and five apertures including a slit, pinhole, large hole, fixation or white line grid and red-free filter. ii Otoscope, fibre-optic pneumatic with 2,5 volt HALOGEN lamp, 2 mm, 3 mm, 4 mm and 5 mm polypropylene flanged specula. iii Illuminated tongue depressor holder, with 2,5 volt lamp and holding screw. iv Battery handle, metal knurled finish, to accomodate two R14S Batteries, with screw on bottom cap, vertical rheostat around neck with positive `off` position, stainless steel connectors. v One spare lamp for ophthalmoscope and one for the otoscope. vi Two R14S batteries TO COMPLY WITH CE CERTIFICATE OR EQUIVALENT STANDARD ITEM NUMBER 42203444-00001, and 42296815-00000 WILL BE CONSIDERDED AS A SERIES | ACCESS MEDICAL (PTY) LTD | DARLEYS SURGICAL CO. | PAKISTAN | ACCESS / DARLEYS | 444001 | Each | 10 | 1 | 14 | 926.1666
42203444-00001 | DIAGNOSTIC | PORTABLE DIAGNOSTIC SET 2,5 volt Ophthalmoscope and otoscope set in a suitable case comprising of -Ophthalmoscope -Otoscope with nasal and oral specula -Throat examination head -Battery handle for 2 x R14S batteries -Spare lamps Set to consist of: i Opthalmoscope, mirror type with 2,5 volt HALOGEN lamp, sliding focussing device from -25 to +40 diopters and five apertures including a slit, pinhole, large hole, fixation or white line grid and red-free filter. ii Otoscope, fibre-optic pneumatic with 2,5 volt HALOGEN lamp, 2 mm, 3 mm, 4 mm and 5 mm polypropylene flanged specula. iii Illuminated tongue depressor holder, with 2,5 volt lamp and holding screw. iv Battery handle, metal knurled finish, to accomodate two R14S Batteries, with screw on bottom cap, vertical rheostat around neck with positive `off` position, stainless steel connectors. v One spare lamp for ophthalmoscope and one for the otoscope. vi Two R14S batteries TO COMPLY WITH CE CERTIFICATE OR EQUIVALENT STANDARD ITEM NUMBER 42203444-00001, and 42296815-00000 WILL BE CONSIDERDED AS A SERIES | DUROMED CC | LAFTAN | PAKISTAN | LAFTAN | LTI-110 | EACH | 1 UNIT | OFFER A | 28 - 70 | 2070
42241602-00000 | SAW | SAW, PLASTER, ELECTRIC Hand held supplied with 2 circular blades diameters 65 mm and 50 mm Blades to be Polytetrafluoroethylene (PTFE) coated Wrench included Motor to be well ventilated and housed in a shockproof Insulated casting, ball bearing mounted, with on/off switch And compatible with AC 220-240 V Gears to be permanently lubricated and insulated from the motor Cable length: 4 m with sealed medical grade 3 pin plug Weight: 1, 5 kg TV and radio suppressed I | DUROMED CC | DESOUTTER | UNITED KINGDOM | DESOUTTER | CC4 | Each | 1 UNIT | OFFER C | 28 - 70 | 21505
42241602-00000 | SAW | SAW, PLASTER, ELECTRIC Hand held supplied with 2 circular blades diameters 65 mm and 50 mm Blades to be Polytetrafluoroethylene (PTFE) coated Wrench included Motor to be well ventilated and housed in a shockproof Insulated casting, ball bearing mounted, with on/off switch And compatible with AC 220-240 V Gears to be permanently lubricated and insulated from the motor Cable length: 4 m with sealed medical grade 3 pin plug Weight: 1, 5 kg TV and radio suppressed I | PREMIER ENDOSCOPY | REDA GmbH | GERMANY | REDA GmbH | 31210-22 | each | 1 | Offer 1 - REDA Germany (10 Year Guarantee) | 21 | 25449.4012
42241602-00000 | SAW | SAW, PLASTER, ELECTRIC Hand held supplied with 2 circular blades diameters 65 mm and 50 mm Blades to be Polytetrafluoroethylene (PTFE) coated Wrench included Motor to be well ventilated and housed in a shockproof Insulated casting, ball bearing mounted, with on/off switch And compatible with AC 220-240 V Gears to be permanently lubricated and insulated from the motor Cable length: 4 m with sealed medical grade 3 pin plug Weight: 1, 5 kg TV and radio suppressed I | DUROMED CC | DESOUTTER | UNITED KINGDOM | DESOUTTER | CC8 | Each | 1 UNIT | OFFER A | 28 - 70 | 33925
42272004-00027 | SUCTION | POOLE SUCTION WITH STYLET, 5mm width, stainless steel, autoclavable. | ALOE MEDICAL SUPPLIES (PTY) LTD | FOREIGNER INSTRUMENTS | PAKISTAN | FOREIGNER INSTRUMENTS | FI-19-237-05 | Each | 50 | 50 | 30 days | 74.1499
42272004-00027 | SUCTION | POOLE SUCTION WITH STYLET, 5mm width, stainless steel, autoclavable. | PREMIER ENDOSCOPY | WELDON | PAKISTAN | WELDON | WI-017-034 | each | 1 | Offer 1 - WELDON (2 Year Guarantee) | 21 | 100.2007
42272004-00027 | SUCTION | POOLE SUCTION WITH STYLET, 5mm width, stainless steel, autoclavable. | ZWANGA TOR ( PTY) LTD | MAQ Surgical (pty) Ltd | Pakistan & RSA | MAQ | 03-01447/5 | Each | 1 case | 1 | 21Days | 116.86
42272004-00028 | SUCTION | POOLE SUCTION WITH STYLET, 10mm width, stainless steel, autoclavable. | ALOE MEDICAL SUPPLIES (PTY) LTD | FOREIGNER INSTRUMENTS | PAKISTAN | FOREIGNER INSTRUMENTS | FI-19-237-10 | Each | 50 | 50 | 30 days | 74.1499
42272004-00028 | SUCTION | POOLE SUCTION WITH STYLET, 10mm width, stainless steel, autoclavable. | PREMIER ENDOSCOPY | WELDON | PAKISTAN | WELDON | WI-017-035 | each | 1 | Offer 1 - WELDON (2 Year Guarantee) | 21 | 100.2203
42272004-00028 | SUCTION | POOLE SUCTION WITH STYLET, 10mm width, stainless steel, autoclavable. | UNICORE HOLDINGS (PTY) LTD | VITRA INTERNATIONAL | PAKISTAN | VITRA | 10-7366 | Each | 10 | OFFER 1 | 7-10 DAYS (EX STOCK) | 114.62
42272012-00000 | SUCTION | FRAZIER SUCTION TUBE WITH CUT OFF AND STYLET, total length 17.5cm, Working length 10cm, Outer diameter FR/1.5mm, stainless steel, autoclavable. | ACCESS MEDICAL (PTY) LTD | DARLEYS SURGICAL CO. | PAKISTAN | ACCESS / DARLEYS | 012000 | Each | 10 | 1 | 14 | 40.8603
42272012-00000 | SUCTION | FRAZIER SUCTION TUBE WITH CUT OFF AND STYLET, total length 17.5cm, Working length 10cm, Outer diameter FR/1.5mm, stainless steel, autoclavable. | ALOE MEDICAL SUPPLIES (PTY) LTD | FOREIGNER INSTRUMENTS | PAKISTAN | FOREIGNER INSTRUMENTS | FI-19-534-15 | Each | 50 | 50 | 30 days | 60.7012
42272012-00000 | SUCTION | FRAZIER SUCTION TUBE WITH CUT OFF AND STYLET, total length 17.5cm, Working length 10cm, Outer diameter FR/1.5mm, stainless steel, autoclavable. | PREMIER ENDOSCOPY | WELDON | PAKISTAN | WELDON | WI-014-002 | each | 1 | Offer 1 - WELDON (2 Year Guarantee) | 21 | 72.1402
42272018-00002 | LARYNGOSCOPES | Laryngoscope battery handle 30mm diameter battery Handle Length: 145mm Stainless steel Use 1.5 Volt Batteries Item 42272018-00002 and 42272018-00003 must be compatible with items 42291613-00047,42291613-00061,42291613-00062,42291613-00063,42291613-00064,42291613-00068,42291613-00073, 42291613-00074 and 42291613-00075. | PREMIER ENDOSCOPY | WELDON | PAKISTAN | WELDON | WI-445-003A | each | 1 | Offer 1 - WELDON (2 Year Guarantee) | 21 | 120.315
42272018-00002 | LARYNGOSCOPES | Laryngoscope battery handle 30mm diameter battery Handle Length: 145mm Stainless steel Use 1.5 Volt Batteries Item 42272018-00002 and 42272018-00003 must be compatible with items 42291613-00047,42291613-00061,42291613-00062,42291613-00063,42291613-00064,42291613-00068,42291613-00073, 42291613-00074 and 42291613-00075. | UNICORE HOLDINGS (PTY) LTD | VITRA INTERNATIONAL | PAKISTAN | VITRA | VIT-1234 | Each | 10 | OFFER 1 | 7-10 DAYS (EX STOCK) | 137.54
42272018-00002 | LARYNGOSCOPES | Laryngoscope battery handle 30mm diameter battery Handle Length: 145mm Stainless steel Use 1.5 Volt Batteries Item 42272018-00002 and 42272018-00003 must be compatible with items 42291613-00047,42291613-00061,42291613-00062,42291613-00063,42291613-00064,42291613-00068,42291613-00073, 42291613-00074 and 42291613-00075. | NFR MEDICAL SUPPLIERS CC | ZARTAAS INDUSTRIES | PAKISTAN | ZARTAAS | SI039 | Each | 1 | 1 | 7 DAYS | 160
42272018-00003 | LARYNGOSCOPES | Laryngoscope battery handle 18mm diameter battery Handle Length: 150mm Stainless steel Use 1.5 Volt Batteries. Item 42272018-00002 and 42272018-00003 must be compatible with items 42291613-00047,42291613-00061,42291613-00062,42291613-00063,42291613-00064,42291613-00068,42291613-00073, 42291613-00074 and 42291613-00075. | PREMIER ENDOSCOPY | WELDON | PAKISTAN | WELDON | WI-445-003B | each | 1 | Offer 1 - WELDON (2 Year Guarantee) | 21 | 120.3345
42272018-00003 | LARYNGOSCOPES | Laryngoscope battery handle 18mm diameter battery Handle Length: 150mm Stainless steel Use 1.5 Volt Batteries. Item 42272018-00002 and 42272018-00003 must be compatible with items 42291613-00047,42291613-00061,42291613-00062,42291613-00063,42291613-00064,42291613-00068,42291613-00073, 42291613-00074 and 42291613-00075. | NFR MEDICAL SUPPLIERS CC | ZARTAAS INDUSTRIES | PAKISTAN | ZARTAAS | SI040 | Each | 1 | 1 | 7 DAYS | 160
42272018-00003 | LARYNGOSCOPES | Laryngoscope battery handle 18mm diameter battery Handle Length: 150mm Stainless steel Use 1.5 Volt Batteries. Item 42272018-00002 and 42272018-00003 must be compatible with items 42291613-00047,42291613-00061,42291613-00062,42291613-00063,42291613-00064,42291613-00068,42291613-00073, 42291613-00074 and 42291613-00075. | UNICORE HOLDINGS (PTY) LTD | VITRA INTERNATIONAL | PAKISTAN | VITRA | VIT-1235 | Each | 10 | OFFER 1 | 7-10 DAYS (EX STOCK) | 161.69
42272018-00006 | LARYNGOSCOPES | Laryngoscope battery handle; Fibre optic 30mm diameter battery Handle Length: 145mm Use 1.5 Volt Batteries. Item 42272018-00006 and 42272018-00007 must be compatable with item number 42291613-00011,42291613-00065,42291613-00066,42291613-00067,42291613-00069,42291613-00070, 42291613-00071 and 42291613-00072. | PREMIER ENDOSCOPY | WELDON | PAKISTAN | WELDON | WI-770-004 | each | 1 | Offer 1 - WELDON (2 Year Guarantee) | 21 | 240.63
42272018-00006 | LARYNGOSCOPES | Laryngoscope battery handle; Fibre optic 30mm diameter battery Handle Length: 145mm Use 1.5 Volt Batteries. Item 42272018-00006 and 42272018-00007 must be compatable with item number 42291613-00011,42291613-00065,42291613-00066,42291613-00067,42291613-00069,42291613-00070, 42291613-00071 and 42291613-00072. | ALOE MEDICAL SUPPLIES (PTY) LTD | FOREIGNER INSTRUMENTS | PAKISTAN | FOREIGNER INSTRUMENTS | FI-03-270-30 | Each | 50 | 50 | 30 days | 296.2362
42272018-00006 | LARYNGOSCOPES | Laryngoscope battery handle; Fibre optic 30mm diameter battery Handle Length: 145mm Use 1.5 Volt Batteries. Item 42272018-00006 and 42272018-00007 must be compatable with item number 42291613-00011,42291613-00065,42291613-00066,42291613-00067,42291613-00069,42291613-00070, 42291613-00071 and 42291613-00072. | UNICORE HOLDINGS (PTY) LTD | VITRA INTERNATIONAL | PAKISTAN | VITRA | VIT-1244 | Each | 10 | OFFER 1 | 7-10 DAYS (EX STOCK) | 305.96
42272018-00007 | LARYNGOSCOPES | Laryngoscope battery handle; Fibre optic 18mm diameter Battery Handle Length: 150mm Use 1.5 Volt Batteries. Item 42272018-00006 and 42272018-00007 must be compatable with item number 42291613-00011,42291613-00065,42291613-00066,42291613-00067,42291613-00069,42291613-00070, 42291613-00071 and 42291613-00072. | NFR MEDICAL SUPPLIERS CC | ZARTAAS INDUSTRIES | PAKISTAN | ZARTAAS | SI042 | Each | 1 | 1 | 7 DAYS | 290
42272018-00007 | LARYNGOSCOPES | Laryngoscope battery handle; Fibre optic 18mm diameter Battery Handle Length: 150mm Use 1.5 Volt Batteries. Item 42272018-00006 and 42272018-00007 must be compatable with item number 42291613-00011,42291613-00065,42291613-00066,42291613-00067,42291613-00069,42291613-00070, 42291613-00071 and 42291613-00072. | UNICORE HOLDINGS (PTY) LTD | VITRA INTERNATIONAL | PAKISTAN | VITRA | VIT-1245 | Each | 10 | OFFER 1 | 7-10 DAYS (EX STOCK) | 305.96
42272018-00007 | LARYNGOSCOPES | Laryngoscope battery handle; Fibre optic 18mm diameter Battery Handle Length: 150mm Use 1.5 Volt Batteries. Item 42272018-00006 and 42272018-00007 must be compatable with item number 42291613-00011,42291613-00065,42291613-00066,42291613-00067,42291613-00069,42291613-00070, 42291613-00071 and 42291613-00072. | NATIONAL MEDICAL SUPPLIES | UAMED SURGICAL | SAILKOT | NMS PRECISION | NMS053 | Each | 1 | 1 | EX STOCK OR 21 DAYS | 320
42281709-00000 | BRUSHES | INSTRUMENTS LUMEN CLEANING BRUSHES, Set of 5 ,soft malleable birsitles;60mm X 13mm,65 X 15mm,95 X 20mm,95 X 25mm, 100 X 28mm. | MARCUS MEDICAL (PTY) LTD | DIMEDA Instrumente GmbH | Germany | DIMEDA | 28.315.00 | Set of 5 | EACH | Cleaning brushes, set of 5 | 70 DAYS | 482.83
42291602-00002 | BLADE | STITCH CUTTER Curved back for use without a handle Stainless steel or Carbon steel. Type: 12CM-15 CM Single use Sterile peel-apart pack must peel evenly without tearing paper lining. | BIOCOR HOSPITAL SUPPLIES PTY LTD | Huaian Hellen Medical Instrument Co. Ltd | China | Biocor | SCT151200 | 100 stitch cutter | 10 Boxes | 1 | Initial: 42 Days Subsequent Orders: 3 - 7 Days | 167.5
42291602-00002 | BLADE | STITCH CUTTER Curved back for use without a handle Stainless steel or Carbon steel. Type: 12CM-15 CM Single use Sterile peel-apart pack must peel evenly without tearing paper lining. | BIOCLIN SOLUTIONS CC | Paramount | India | Paramount | INST-918 | 100 stitch cutter | 1 | 1 | 42 | 177.33
42291604-00000 | SAW | SAW HANDLE, GIGLI Heavy duty Stainless steel Length: 55 mm ,Autoclavable | ALOE MEDICAL SUPPLIES (PTY) LTD | FOREIGNER INSTRUMENTS | PAKISTAN | FOREIGNER INSTRUMENTS | FI-29-137-55 | Each | 50 | 50 | 30 days | 33.8036
42291604-00000 | SAW | SAW HANDLE, GIGLI Heavy duty Stainless steel Length: 55 mm ,Autoclavable | SUPRA HEALTHCARE JOHANNESBURG PTY LTD | EUROMED INDUSTRIES | PAKISTAN | EUROMED | DEV-3065 | Each | Each | Offer 1 | 21 days thereafter 7 days | 45.5383
42291604-00000 | SAW | SAW HANDLE, GIGLI Heavy duty Stainless steel Length: 55 mm ,Autoclavable | ZWANGA TOR ( PTY) LTD | MAQ Surgical (pty) Ltd | Pakistan & RSA | MAQ | 09-02887 | Each | 1 case | 1 | 21Days | 55.39
42291607-00009 | CURETTE | CURETTE, UTERINE, SIMS Single ended, sharp, solid handle, Rigid shaft Stainless steel Size : Small Width of Blade : 6 mm Working Length : 240mm - 310 mm Autoclavable | SUPRA HEALTHCARE JOHANNESBURG PTY LTD | EUROMED INDUSTRIES | PAKISTAN | EUROMED | DEV-3066 | Each | Each | Offer 1 | 21 days thereafter 7 days | 45.5383
42291607-00009 | CURETTE | CURETTE, UTERINE, SIMS Single ended, sharp, solid handle, Rigid shaft Stainless steel Size : Small Width of Blade : 6 mm Working Length : 240mm - 310 mm Autoclavable | ACCESS MEDICAL (PTY) LTD | DARLEYS SURGICAL CO. | PAKISTAN | ACCESS / DARLEYS | 607009 | Each | 10 | 1 | 14 | 66.7385
42291607-00009 | CURETTE | CURETTE, UTERINE, SIMS Single ended, sharp, solid handle, Rigid shaft Stainless steel Size : Small Width of Blade : 6 mm Working Length : 240mm - 310 mm Autoclavable | ALOE MEDICAL SUPPLIES (PTY) LTD | FOREIGNER INSTRUMENTS | PAKISTAN | FOREIGNER INSTRUMENTS | FI-29-230-06 | Each | 50 | 50 | 30 days | 74.1499
42291607-00010 | CURETTE | CURETTE, UTERINE, SIMS Single ended, sharp, solid handle, Rigid shaft Stainless steel Size : Medium Width of Blade : 9 mm Working Length : 240mm - 310 mm Autoclavable | ACCESS MEDICAL (PTY) LTD | DARLEYS SURGICAL CO. | PAKISTAN | ACCESS / DARLEYS | 607010 | Each | 10 | 1 | 14 | 66.7385
42291607-00010 | CURETTE | CURETTE, UTERINE, SIMS Single ended, sharp, solid handle, Rigid shaft Stainless steel Size : Medium Width of Blade : 9 mm Working Length : 240mm - 310 mm Autoclavable | SUPRA HEALTHCARE JOHANNESBURG PTY LTD | EUROMED INDUSTRIES | PAKISTAN | EUROMED | DEV-3067 | Each | Each | Offer 1 | 21 days thereafter 7 days | 72.8613
42291607-00010 | CURETTE | CURETTE, UTERINE, SIMS Single ended, sharp, solid handle, Rigid shaft Stainless steel Size : Medium Width of Blade : 9 mm Working Length : 240mm - 310 mm Autoclavable | ALOE MEDICAL SUPPLIES (PTY) LTD | FOREIGNER INSTRUMENTS | PAKISTAN | FOREIGNER INSTRUMENTS | FI-29-230-09 | Each | 50 | 50 | 30 days | 74.1499
42291607-00011 | CURETTE | CURETTE, UTERINE, SIMS Single ended, sharp, solid handle, Rigid shaft Stainless steel Size : Large Width of Blade : 12 mm Working Length : 240mm - 310 mm Autoclavable | ACCESS MEDICAL (PTY) LTD | DARLEYS SURGICAL CO. | PAKISTAN | ACCESS / DARLEYS | 607011 | Each | 10 | 1 | 14 | 66.7385
42291607-00011 | CURETTE | CURETTE, UTERINE, SIMS Single ended, sharp, solid handle, Rigid shaft Stainless steel Size : Large Width of Blade : 12 mm Working Length : 240mm - 310 mm Autoclavable | SUPRA HEALTHCARE JOHANNESBURG PTY LTD | EUROMED INDUSTRIES | PAKISTAN | EUROMED | DEV-3068 | Each | Each | Offer 1 | 21 days thereafter 7 days | 72.8613
42291607-00011 | CURETTE | CURETTE, UTERINE, SIMS Single ended, sharp, solid handle, Rigid shaft Stainless steel Size : Large Width of Blade : 12 mm Working Length : 240mm - 310 mm Autoclavable | ALOE MEDICAL SUPPLIES (PTY) LTD | FOREIGNER INSTRUMENTS | PAKISTAN | FOREIGNER INSTRUMENTS | FI-29-230-12 | Each | 50 | 50 | 30 days | 74.1499
42291607-00012 | CURETTE | CURETTE, UTERINE, SIMS Single ended, blunt, solid handle, Rigid shaft Stainless steel Size : Small Width of Blade : 6 mm Working Length : 240mm - 310mm Autoclavable | ALOE MEDICAL SUPPLIES (PTY) LTD | FOREIGNER INSTRUMENTS | PAKISTAN | FOREIGNER INSTRUMENTS | FI-29-231-06 | Each | 50 | 50 | 30 days | 74.1499
42291607-00012 | CURETTE | CURETTE, UTERINE, SIMS Single ended, blunt, solid handle, Rigid shaft Stainless steel Size : Small Width of Blade : 6 mm Working Length : 240mm - 310mm Autoclavable | TARA HEALTHCARE (PTY) LTD | HDF Medical | Pakistan | Reignment | Reign061 | Each | 10 | Offer 1 | 30 Days | 88.5
42291607-00012 | CURETTE | CURETTE, UTERINE, SIMS Single ended, blunt, solid handle, Rigid shaft Stainless steel Size : Small Width of Blade : 6 mm Working Length : 240mm - 310mm Autoclavable | ZWANGA TOR ( PTY) LTD | MAQ Surgical (pty) Ltd | Pakistan & RSA | MAQ | 13-03244/B | Each | 1 case | 1 | 21Days | 92.68
42291607-00013 | CURETTE | CURETTE, UTERINE, SIMS Single ended, blunt, solid handle, Rigid shaft Stainless steel Size : Medium Width of Blade : 9 mm Working Length : 240mm - 310mm Autoclavable | ALOE MEDICAL SUPPLIES (PTY) LTD | FOREIGNER INSTRUMENTS | PAKISTAN | FOREIGNER INSTRUMENTS | FI-29-231-09 | Each | 50 | 50 | 30 days | 74.1499
42291607-00013 | CURETTE | CURETTE, UTERINE, SIMS Single ended, blunt, solid handle, Rigid shaft Stainless steel Size : Medium Width of Blade : 9 mm Working Length : 240mm - 310mm Autoclavable | TARA HEALTHCARE (PTY) LTD | HDF Medical | Pakistan | Reignment | Reign062 | Each | 10 | Offer 1 | 30 Days | 90.28
42291607-00013 | CURETTE | CURETTE, UTERINE, SIMS Single ended, blunt, solid handle, Rigid shaft Stainless steel Size : Medium Width of Blade : 9 mm Working Length : 240mm - 310mm Autoclavable | ZWANGA TOR ( PTY) LTD | MAQ Surgical (pty) Ltd | Pakistan & RSA | MAQ | 13-03243/B | Each | 1 case | 1 | 21Days | 92.68
42291607-00014 | CURETTE | CURETTE, UTERINE, SIMS Single ended, blunt, solid handle, Rigid shaft Stainless steel Size : Large Width of Blade : 12mm Working Length : 240mm - 310mm Autoclavable | ALOE MEDICAL SUPPLIES (PTY) LTD | FOREIGNER INSTRUMENTS | PAKISTAN | FOREIGNER INSTRUMENTS | FI-29-231-12 | Each | 50 | 50 | 30 days | 74.1499
42291607-00014 | CURETTE | CURETTE, UTERINE, SIMS Single ended, blunt, solid handle, Rigid shaft Stainless steel Size : Large Width of Blade : 12mm Working Length : 240mm - 310mm Autoclavable | TARA HEALTHCARE (PTY) LTD | HDF Medical | Pakistan | Reignment | Reign063 | Each | 10 | Offer 1 | 30 Days | 88.5
42291607-00014 | CURETTE | CURETTE, UTERINE, SIMS Single ended, blunt, solid handle, Rigid shaft Stainless steel Size : Large Width of Blade : 12mm Working Length : 240mm - 310mm Autoclavable | ZWANGA TOR ( PTY) LTD | MAQ Surgical (pty) Ltd | Pakistan & RSA | MAQ | 13-03245/B | Each | 1 case | 1 | 21Days | 92.68
42291607-00015 | CURETTE | CURETTE, ADENOID, ST. CLAIR-THOMPSON With guard Stainless steel Length : 230 mm Width of blade: 8 mm Autoclavable | SUPRA HEALTHCARE JOHANNESBURG PTY LTD | EUROMED INDUSTRIES | PAKISTAN | EUROMED | DEV-3072 | Each | Each | Offer 1 | 21 days thereafter 7 days | 85.7637
42291607-00015 | CURETTE | CURETTE, ADENOID, ST. CLAIR-THOMPSON With guard Stainless steel Length : 230 mm Width of blade: 8 mm Autoclavable | PREMIER ENDOSCOPY | WELDON | PAKISTAN | WELDON | WI-289-001 | each | 1 | Offer 1 - WELDON (2 Year Guarantee) | 21 | 120.276
42291607-00015 | CURETTE | CURETTE, ADENOID, ST. CLAIR-THOMPSON With guard Stainless steel Length : 230 mm Width of blade: 8 mm Autoclavable | TARA HEALTHCARE (PTY) LTD | HDF Medical | Pakistan | Reignment | Reign064 | Each | 10 | Offer 1 | 30 Days | 121.3
42291607-00016 | CURETTE | CURETTE, ADENOID, ST. CLAIR-THOMPSON With guard Stainless steel Length: 230 mm Width of blade: 10 mm Autoclavable | SUPRA HEALTHCARE JOHANNESBURG PTY LTD | EUROMED INDUSTRIES | PAKISTAN | EUROMED | DEV-3073 | Each | Each | Offer 1 | 21 days thereafter 7 days | 85.7637
42291607-00016 | CURETTE | CURETTE, ADENOID, ST. CLAIR-THOMPSON With guard Stainless steel Length: 230 mm Width of blade: 10 mm Autoclavable | PREMIER ENDOSCOPY | WELDON | PAKISTAN | WELDON | WI-289-002 | each | 1 | Offer 1 - WELDON (2 Year Guarantee) | 21 | 120.2955
42291607-00016 | CURETTE | CURETTE, ADENOID, ST. CLAIR-THOMPSON With guard Stainless steel Length: 230 mm Width of blade: 10 mm Autoclavable | TARA HEALTHCARE (PTY) LTD | HDF Medical | Pakistan | Reignment | Reign065 | Each | 10 | Offer 1 | 30 Days | 121.3
42291607-00017 | CURETTE | CURETTE, ADENOID, ST. CLAIR-THOMPSON With guard Stainless steel Length : 230 mm Width of blade: 12 mm Autoclavable | PREMIER ENDOSCOPY | WELDON | PAKISTAN | WELDON | WI-289-003 | each | 1 | Offer 1 - WELDON (2 Year Guarantee) | 21 | 120.315
42291607-00017 | CURETTE | CURETTE, ADENOID, ST. CLAIR-THOMPSON With guard Stainless steel Length : 230 mm Width of blade: 12 mm Autoclavable | TARA HEALTHCARE (PTY) LTD | HDF Medical | Pakistan | Reignment | Reign066 | Each | 10 | Offer 1 | 30 Days | 121.3
42291607-00017 | CURETTE | CURETTE, ADENOID, ST. CLAIR-THOMPSON With guard Stainless steel Length : 230 mm Width of blade: 12 mm Autoclavable | NFR MEDICAL SUPPLIERS CC | ZARTAAS INDUSTRIES | PAKISTAN | ZARTAAS | SI052 | Each | 1 | 1 | 7 DAYS | 175
42291607-00018 | CURETTE | CURETTE, ADENOID, ST. CLAIR-THOMPSON With guard Stainless steel Length : 230 mm Width of blade: 14 mm Autoclavable | SUPRA HEALTHCARE JOHANNESBURG PTY LTD | EUROMED INDUSTRIES | PAKISTAN | EUROMED | DEV-3075 | Each | Each | Offer 1 | 21 days thereafter 7 days | 85.7637
42291607-00018 | CURETTE | CURETTE, ADENOID, ST. CLAIR-THOMPSON With guard Stainless steel Length : 230 mm Width of blade: 14 mm Autoclavable | PREMIER ENDOSCOPY | WELDON | PAKISTAN | WELDON | WI-289-004 | each | 1 | Offer 1 - WELDON (2 Year Guarantee) | 21 | 120.3345
42291607-00018 | CURETTE | CURETTE, ADENOID, ST. CLAIR-THOMPSON With guard Stainless steel Length : 230 mm Width of blade: 14 mm Autoclavable | TARA HEALTHCARE (PTY) LTD | HDF Medical | Pakistan | Reignment | Reign067 | Each | 10 | Offer 1 | 30 Days | 121.3
42291607-00019 | CURETTE | CURETTE, ADENOID, ST. CLAIR-THOMPSON With guard Stainless steel Length : 230 mm Width of blade: 16 mm Autoclavable | PREMIER ENDOSCOPY | WELDON | PAKISTAN | WELDON | WI-289-005 | each | 1 | Offer 1 - WELDON (2 Year Guarantee) | 21 | 120.354
42291607-00019 | CURETTE | CURETTE, ADENOID, ST. CLAIR-THOMPSON With guard Stainless steel Length : 230 mm Width of blade: 16 mm Autoclavable | TARA HEALTHCARE (PTY) LTD | HDF Medical | Pakistan | Reignment | Reign068 | Each | 10 | Offer 1 | 30 Days | 121.3
42291607-00019 | CURETTE | CURETTE, ADENOID, ST. CLAIR-THOMPSON With guard Stainless steel Length : 230 mm Width of blade: 16 mm Autoclavable | NATIONAL MEDICAL SUPPLIES | UAMED SURGICAL | SAILKOT | NMS PRECISION | NMS067 | Each | 1 | 1 | EX STOCK OR 21 DAYS | 140
42291607-00020 | CURETTE | CURETTE, ADENOID, ST. CLAIR-THOMPSON With guard Stainless steel Length : 230 mm Width of blade: 18 mm Autoclavable | PREMIER ENDOSCOPY | WELDON | PAKISTAN | WELDON | WI-289-006 | each | 1 | Offer 1 - WELDON (2 Year Guarantee) | 21 | 120.3735
42291607-00020 | CURETTE | CURETTE, ADENOID, ST. CLAIR-THOMPSON With guard Stainless steel Length : 230 mm Width of blade: 18 mm Autoclavable | TARA HEALTHCARE (PTY) LTD | HDF Medical | Pakistan | Reignment | Reign069 | Each | 10 | Offer 1 | 30 Days | 121.3
42291607-00020 | CURETTE | CURETTE, ADENOID, ST. CLAIR-THOMPSON With guard Stainless steel Length : 230 mm Width of blade: 18 mm Autoclavable | NATIONAL MEDICAL SUPPLIES | UAMED SURGICAL | SAILKOT | NMS PRECISION | NMS068 | Each | 1 | 1 | EX STOCK OR 21 DAYS | 144
42291607-00021 | CURETTE | CURETTE, UTERINE, SIMS Single ended, blunt, solid handle, Rigid shaft Medical graded Stainless steel Size : X-Large Width of Blade : 14 mm Working length : 240 - 310 mm | SUPRA HEALTHCARE JOHANNESBURG PTY LTD | EUROMED INDUSTRIES | PAKISTAN | EUROMED | DEV-3078 | Each | Each | Offer 1 | 21 days thereafter 7 days | 86.0244
42291607-00021 | CURETTE | CURETTE, UTERINE, SIMS Single ended, blunt, solid handle, Rigid shaft Medical graded Stainless steel Size : X-Large Width of Blade : 14 mm Working length : 240 - 310 mm | TARA HEALTHCARE (PTY) LTD | HDF Medical | Pakistan | Reignment | Reign070 | Each | 10 | Offer 1 | 30 Days | 89.6
42291607-00021 | CURETTE | CURETTE, UTERINE, SIMS Single ended, blunt, solid handle, Rigid shaft Medical graded Stainless steel Size : X-Large Width of Blade : 14 mm Working length : 240 - 310 mm | ZWANGA TOR ( PTY) LTD | MAQ Surgical (pty) Ltd | Pakistan & RSA | MAQ | 08-03246/B | Each | 1 case | 1 | 21Days | 92.68
42291609-00000 | BLADE | NAIL, NIPPERS Box joint Single spring handle Concave blades Stainless steel Length: 130 mm | PREMIER ENDOSCOPY | WELDON | PAKISTAN | WELDON | WI-730-020 | each | 1 | Offer 1 - WELDON (2 Year Guarantee) | 21 | 48.0968
42291609-00000 | BLADE | NAIL, NIPPERS Box joint Single spring handle Concave blades Stainless steel Length: 130 mm | SUPRA HEALTHCARE JOHANNESBURG PTY LTD | EUROMED INDUSTRIES | PAKISTAN | EUROMED | DEV-3079 | Each | Each | Offer 1 | 21 days thereafter 7 days | 76.944
42291609-00000 | BLADE | NAIL, NIPPERS Box joint Single spring handle Concave blades Stainless steel Length: 130 mm | NFR MEDICAL SUPPLIERS CC | ZARTAAS INDUSTRIES | PAKISTAN | ZARTAAS | SI057 | Each | 1 | 1 | 7 DAYS | 80
42291609-00001 | BLADE | NAIL, NIPPERS Box joint double spring handle Concave blades Stainless steel Length: 130 mm | TARA HEALTHCARE (PTY) LTD | HDF Medical | Pakistan | Reignment | Reign072 | Each | 10 | Offer 1 | 30 Days | 89.6
42291609-00001 | BLADE | NAIL, NIPPERS Box joint double spring handle Concave blades Stainless steel Length: 130 mm | UNICORE HOLDINGS (PTY) LTD | VITRA INTERNATIONAL | PAKISTAN | VITRA | 10-7244 | Each | 10 | OFFER 1 | 7-10 DAYS (EX STOCK) | 95.67
42291609-00001 | BLADE | NAIL, NIPPERS Box joint double spring handle Concave blades Stainless steel Length: 130 mm | ALOE MEDICAL SUPPLIES (PTY) LTD | FOREIGNER INSTRUMENTS | PAKISTAN | FOREIGNER INSTRUMENTS | FI-30-120-13 | Each | 50 | 50 | 30 days | 114.4962
42291609-00002 | BLADE | NAIL, NIPPERS Screw joint Single spring handle Concave blades Stainless steel Length: 130 mm | NFR MEDICAL SUPPLIERS CC | ZARTAAS INDUSTRIES | PAKISTAN | ZARTAAS | SI059 | Each | 1 | 1 | 7 DAYS | 72
42291609-00002 | BLADE | NAIL, NIPPERS Screw joint Single spring handle Concave blades Stainless steel Length: 130 mm | ALOE MEDICAL SUPPLIES (PTY) LTD | FOREIGNER INSTRUMENTS | PAKISTAN | FOREIGNER INSTRUMENTS | FI-30-125-13 | Each | 50 | 50 | 30 days | 80.6926
42291609-00002 | BLADE | NAIL, NIPPERS Screw joint Single spring handle Concave blades Stainless steel Length: 130 mm | TARA HEALTHCARE (PTY) LTD | HDF Medical | Pakistan | Reignment | Reign073 | Each | 10 | Offer 1 | 30 Days | 89.6
42291609-00003 | BLADE | NAIL, NIPPERS Screw joint double spring handle Concave blades Stainless steel Length: 130 mm | ALOE MEDICAL SUPPLIES (PTY) LTD | FOREIGNER INSTRUMENTS | PAKISTAN | FOREIGNER INSTRUMENTS | FI-30-126-13 | Each | 50 | 50 | 30 days | 80.6926
42291609-00003 | BLADE | NAIL, NIPPERS Screw joint double spring handle Concave blades Stainless steel Length: 130 mm | TARA HEALTHCARE (PTY) LTD | HDF Medical | Pakistan | Reignment | Reign074 | Each | 10 | Offer 1 | 30 Days | 89.6
42291609-00003 | BLADE | NAIL, NIPPERS Screw joint double spring handle Concave blades Stainless steel Length: 130 mm | UNICORE HOLDINGS (PTY) LTD | VITRA INTERNATIONAL | PAKISTAN | VITRA | 10-7246 | Each | 10 | OFFER 1 | 7-10 DAYS (EX STOCK) | 95.67
42291613-00011 | LARYNGOSCOPES | Laryngoscope blade Macintosh; fibre Optic With integrated cold light carrier Blade Size: 3 Length: 132mm Distal Width: 15mm Stainless Steel. The Laryngoscope MACINTOSH BLADE, FIBRE OPTIC must be compatible to Laryngoscopes battery handles, FIBRE OPTIC 42272018-00006 and 42272018-00007.Item 42272018-00006 and 42272018-00007 must be compatable with item number 42291613-00011,42291613-00065,42291613-00066,42291613-00067,42291613-00069,42291613-00070, 42291613-00071 and 42291613-00072. | ACCESS MEDICAL (PTY) LTD | DARLEYS SURGICAL CO. | PAKISTAN | ACCESS / DARLEYS | 613011 | Each | 10 | 1 | 14 | 122.5809
42291613-00023 | BLADE | BLADE, SCALPEL, SURGICAL With small fitting features Blade no: 10 Must be compatible with scalpel handles for items (42291613-00034,42291613-00035,42291613-00038,42291613-00039 and 42291613-00060) excluding composition test for carbon steel and stainless steel. & ISO13485. Peel apart pack must peel evenly without tearing the paper lining. Blades must be sterile. Blade size must be printed on the peel apart pack. Item 42291613-00034,42291613-00035,42291613-00038,42291613-00039,42291613-00060 must be compatable to 42291613-00023,42291613-00052, 42291613-00053,42291613-00054. | BIOCOR HOSPITAL SUPPLIES PTY LTD | Huaian Hellen Medical Instrument Co. Ltd | China | Biocor | SB00010 | 100 Blades per box | 10 Boxes | 1 | Initial: 42 Days Subsequent Orders: 3 - 7 Days | 70.82
42291613-00023 | BLADE | BLADE, SCALPEL, SURGICAL With small fitting features Blade no: 10 Must be compatible with scalpel handles for items (42291613-00034,42291613-00035,42291613-00038,42291613-00039 and 42291613-00060) excluding composition test for carbon steel and stainless steel. & ISO13485. Peel apart pack must peel evenly without tearing the paper lining. Blades must be sterile. Blade size must be printed on the peel apart pack. Item 42291613-00034,42291613-00035,42291613-00038,42291613-00039,42291613-00060 must be compatable to 42291613-00023,42291613-00052, 42291613-00053,42291613-00054. | BIOCLIN SOLUTIONS CC | Paramount | India | Megic | BLAD-020 | 100 Blades per box | 1 | 1 | 42 | 87.17
42291613-00034 | SCALPEL HANDLE | SCALPEL HANDLE, Straight, Type: Short,Length 12cm, No: 3 Scalpel Handle Item 42291613-00034,42291613-00035,42291613-00038,42291613-00039,42291613-00060 must be compatable to 42291613-00023,42291613-00052, 42291613-00053,42291613-00054. | PREMIER ENDOSCOPY | WELDON | PAKISTAN | PREMIER | WI-002-005 | each | 10 | Offer 1 | 21 | 7.7805
42291613-00034 | SCALPEL HANDLE | SCALPEL HANDLE, Straight, Type: Short,Length 12cm, No: 3 Scalpel Handle Item 42291613-00034,42291613-00035,42291613-00038,42291613-00039,42291613-00060 must be compatable to 42291613-00023,42291613-00052, 42291613-00053,42291613-00054. | ALOE MEDICAL SUPPLIES (PTY) LTD | FOREIGNER INSTRUMENTS | PAKISTAN | FOREIGNER INSTRUMENTS | FI-05-160-03 | Each | 50 | 50 | 30 days | 7.9966
42291613-00034 | SCALPEL HANDLE | SCALPEL HANDLE, Straight, Type: Short,Length 12cm, No: 3 Scalpel Handle Item 42291613-00034,42291613-00035,42291613-00038,42291613-00039,42291613-00060 must be compatable to 42291613-00023,42291613-00052, 42291613-00053,42291613-00054. | THOGWA MEDICALS AND PHARMACEUTICALS (PTY) LTD | BIBI SURGICAL INDUSTRY | SKT | BIBI | BB5420072 | Each | 2 | N/A | 15-20 days | 11.24
42291613-00035 | SCALPEL HANDLE | SCALPEL HANDLE,Straight, Type: Long,Length 21.5cm, No: 3 Scalpel Handle must be compatible with blades number: 42291613-00023,42291613-00052,42291613-00053 and 42291613-00054 Autoclavable. Item 42291613-00034,42291613-00035,42291613-00038,42291613-00039,42291613-00060 must be compatable to 42291613-00023,42291613-00052, 42291613-00053,42291613-00054. | ALOE MEDICAL SUPPLIES (PTY) LTD | FOREIGNER INSTRUMENTS | PAKISTAN | FOREIGNER INSTRUMENTS | FI-05-160-L | Each | 50 | 50 | 30 days | 11.9948
42291613-00035 | SCALPEL HANDLE | SCALPEL HANDLE,Straight, Type: Long,Length 21.5cm, No: 3 Scalpel Handle must be compatible with blades number: 42291613-00023,42291613-00052,42291613-00053 and 42291613-00054 Autoclavable. Item 42291613-00034,42291613-00035,42291613-00038,42291613-00039,42291613-00060 must be compatable to 42291613-00023,42291613-00052, 42291613-00053,42291613-00054. | PREMIER ENDOSCOPY | WELDON | PAKISTAN | PREMIER | WI-002-008 | each | 10 | Offer 1 | 21 | 14.6055
42291613-00035 | SCALPEL HANDLE | SCALPEL HANDLE,Straight, Type: Long,Length 21.5cm, No: 3 Scalpel Handle must be compatible with blades number: 42291613-00023,42291613-00052,42291613-00053 and 42291613-00054 Autoclavable. Item 42291613-00034,42291613-00035,42291613-00038,42291613-00039,42291613-00060 must be compatable to 42291613-00023,42291613-00052, 42291613-00053,42291613-00054. | ZWANGA TOR ( PTY) LTD | MAQ Surgical (pty) Ltd | Pakistan & RSA | MAQ | 02-00140 | Each | 1 case | 1 | 21Days | 16.31
42291613-00036 | SCALPEL HANDLE | SCALPEL HANDLE,Straight, Type: Short,Length 13.5cm, No: 4 Scalpel Handle - must be compatible with blades number: Item 42291613-00036,42291613-00037 must be comptable 42291613-00055,42291613-00056,42291613-00057, 42291613-00058 and 42291613-00059 | PREMIER ENDOSCOPY | WELDON | PAKISTAN | PREMIER | WI-002-006 | each | 10 | Offer 1 | 21 | 7.7512
42291613-00036 | SCALPEL HANDLE | SCALPEL HANDLE,Straight, Type: Short,Length 13.5cm, No: 4 Scalpel Handle - must be compatible with blades number: Item 42291613-00036,42291613-00037 must be comptable 42291613-00055,42291613-00056,42291613-00057, 42291613-00058 and 42291613-00059 | ALOE MEDICAL SUPPLIES (PTY) LTD | FOREIGNER INSTRUMENTS | PAKISTAN | FOREIGNER INSTRUMENTS | FI-05-160-04 | Each | 50 | 50 | 30 days | 8.7235
42291613-00036 | SCALPEL HANDLE | SCALPEL HANDLE,Straight, Type: Short,Length 13.5cm, No: 4 Scalpel Handle - must be compatible with blades number: Item 42291613-00036,42291613-00037 must be comptable 42291613-00055,42291613-00056,42291613-00057, 42291613-00058 and 42291613-00059 | THOGWA MEDICALS AND PHARMACEUTICALS (PTY) LTD | BIBI SURGICAL INDUSTRY | SKT | BIBI | BB5420074 | Each | 2 | N/A | 15-20 days | 11.24
42291613-00037 | SCALPEL HANDLE | SCALPEL HANDLE, Straight,Type: Long, Length 21cm, No: 4 Scalpel Handle - must be compatible with blades number: Item 42291613-00036,42291613-00037 must be comptable 42291613-00055,42291613-00056,42291613-00057, 42291613-00058 and 42291613-00059 | PREMIER ENDOSCOPY | WELDON | PAKISTAN | PREMIER | WI-001-003 | each | 10 | Offer 1 | 21 | 14.5762
42291613-00037 | SCALPEL HANDLE | SCALPEL HANDLE, Straight,Type: Long, Length 21cm, No: 4 Scalpel Handle - must be compatible with blades number: Item 42291613-00036,42291613-00037 must be comptable 42291613-00055,42291613-00056,42291613-00057, 42291613-00058 and 42291613-00059 | ZWANGA TOR ( PTY) LTD | MAQ Surgical (pty) Ltd | Pakistan & RSA | MAQ | 02-00136 | Each | 1 case | 1 | 21Days | 16.31
42291613-00037 | SCALPEL HANDLE | SCALPEL HANDLE, Straight,Type: Long, Length 21cm, No: 4 Scalpel Handle - must be compatible with blades number: Item 42291613-00036,42291613-00037 must be comptable 42291613-00055,42291613-00056,42291613-00057, 42291613-00058 and 42291613-00059 | ACCESS MEDICAL (PTY) LTD | DARLEYS SURGICAL CO. | PAKISTAN | ACCESS / DARLEYS | 613037 | Each | 10 | 1 | 14 | 18.2509
42291613-00038 | SCALPEL HANDLE | SCALPEL HANDLE, Straight, Type: Long, Length 21cm,No: 5 Scalpel Handle - Item 42291613-00034,42291613-00035,42291613-00038,42291613-00039,42291613-00060 must be compatable to 42291613-00023,42291613-00052, 42291613-00053,42291613-00054. | PREMIER ENDOSCOPY | WELDON | PAKISTAN | PREMIER | WI-002-009A | each | 10 | Offer 1 | 21 | 24.2873
42291613-00038 | SCALPEL HANDLE | SCALPEL HANDLE, Straight, Type: Long, Length 21cm,No: 5 Scalpel Handle - Item 42291613-00034,42291613-00035,42291613-00038,42291613-00039,42291613-00060 must be compatable to 42291613-00023,42291613-00052, 42291613-00053,42291613-00054. | BEREA MEDICALS (PTY) LTD | Modern Surgical Corporation | Pakistan | Modern |  | Each | 150 |  | 14-21 Days | 33.3
42291613-00038 | SCALPEL HANDLE | SCALPEL HANDLE, Straight, Type: Long, Length 21cm,No: 5 Scalpel Handle - Item 42291613-00034,42291613-00035,42291613-00038,42291613-00039,42291613-00060 must be compatable to 42291613-00023,42291613-00052, 42291613-00053,42291613-00054. | UNICORE HOLDINGS (PTY) LTD | VITRA INTERNATIONAL | PAKISTAN | VITRA | 10-7124 | Each | 10 | OFFER 1 | 7-10 DAYS (EX STOCK) | 36.68
42291613-00039 | SCALPEL HANDLE | SCALPEL HANDLE, Straight, Type: Long, Lenghth 16cm,No. 7 Scalpel Handle - must be compatible with blades number: 42291613-00023,42291613-00052,42291613-00053 and 42291613-00054 Autoclavable. Item 42291613-00034,42291613-00035,42291613-00038,42291613-00039,42291613-00060 must be compatable to 42291613-00023,42291613-00052, 42291613-00053,42291613-00054. | PREMIER ENDOSCOPY | WELDON | PAKISTAN | PREMIER | WI-002-009B | each | 10 | Offer 1 | 21 | 13.9912
42291613-00039 | SCALPEL HANDLE | SCALPEL HANDLE, Straight, Type: Long, Lenghth 16cm,No. 7 Scalpel Handle - must be compatible with blades number: 42291613-00023,42291613-00052,42291613-00053 and 42291613-00054 Autoclavable. Item 42291613-00034,42291613-00035,42291613-00038,42291613-00039,42291613-00060 must be compatable to 42291613-00023,42291613-00052, 42291613-00053,42291613-00054. | ACCESS MEDICAL (PTY) LTD | DARLEYS SURGICAL CO. | PAKISTAN | ACCESS / DARLEYS | 613039 | Each | 10 | 1 | 14 | 18.2509
42291613-00039 | SCALPEL HANDLE | SCALPEL HANDLE, Straight, Type: Long, Lenghth 16cm,No. 7 Scalpel Handle - must be compatible with blades number: 42291613-00023,42291613-00052,42291613-00053 and 42291613-00054 Autoclavable. Item 42291613-00034,42291613-00035,42291613-00038,42291613-00039,42291613-00060 must be compatable to 42291613-00023,42291613-00052, 42291613-00053,42291613-00054. | NFR MEDICAL SUPPLIERS CC | ZARTAAS INDUSTRIES | PAKISTAN | ZARTAAS | SI066 | Each | 1 | 1 | 7 DAYS | 22
42291613-00041 | BLADE | SCALPEL, SAFETY, DISPOSABLE Top activated Retractable stainless steel blade Lockable safety device Sterile peel packed Single use Plastic non slip ribbed handle Blade size: 10 | BIOCOR HOSPITAL SUPPLIES PTY LTD | Huaian Hellen Medical Instrument Co. Ltd | China | Biocor | SS04110 | 10 per carton | 10 cartons | 1 | Initial: 42 Days Subsequent Orders: 3 - 7 Days | 76.8
42291613-00041 | BLADE | SCALPEL, SAFETY, DISPOSABLE Top activated Retractable stainless steel blade Lockable safety device Sterile peel packed Single use Plastic non slip ribbed handle Blade size: 10 | BIOCLIN SOLUTIONS CC | Paramount | India | Paramount | BLAD-030 | 10 per carton | 1 | 1 | 42 | 117.07
42291613-00042 | BLADE | SCALPEL, SAFETY, DISPOSABLE Top activated Retractable stainless steel blade Lockable safety device Sterile peel packed Single use Plastic non slip ribbed handle Blade size: 11 | BIOCOR HOSPITAL SUPPLIES PTY LTD | Huaian Hellen Medical Instrument Co. Ltd | China | Biocor | SS04111 | 10 per carton | 10 cartons | 1 | Initial: 42 Days Subsequent Orders: 3 - 7 Days | 76.8
42291613-00042 | BLADE | SCALPEL, SAFETY, DISPOSABLE Top activated Retractable stainless steel blade Lockable safety device Sterile peel packed Single use Plastic non slip ribbed handle Blade size: 11 | BIOCLIN SOLUTIONS CC | Paramount | India | Paramount | BLAD-031 | 10 per carton | 1 | 1 | 42 | 117.07
42291613-00043 | BLADE | SCALPEL, SAFETY, DISPOSABLE Top activated Retractable stainless steel blade Lockable safety device Sterile peel packed Single use Plastic non slip ribbed handle Blade size: 15 | BIOCOR HOSPITAL SUPPLIES PTY LTD | Huaian Hellen Medical Instrument Co. Ltd | China | Biocor | SS04150 | 10 per carton | 10 cartons | 1 | Initial: 42 Days Subsequent Orders: 3 - 7 Days | 76.8
42291613-00043 | BLADE | SCALPEL, SAFETY, DISPOSABLE Top activated Retractable stainless steel blade Lockable safety device Sterile peel packed Single use Plastic non slip ribbed handle Blade size: 15 | BIOCLIN SOLUTIONS CC | Paramount | India | Paramount | BLAD-032 | 10 per carton | 1 | 1 | 42 | 117.07
42291613-00044 | BLADE | SCALPEL, SAFETY, DISPOSABLE Top activated Retractable stainless steel blade Lockable safety device Sterile peel packed Single use Plastic non slip ribbed handle Blade size: 20 | BIOCOR HOSPITAL SUPPLIES PTY LTD | Huaian Hellen Medical Instrument Co. Ltd | China | Biocor | SS04200 | 10 per carton | 10 cartons | 1 | Initial: 42 Days Subsequent Orders: 3 - 7 Days | 76.8
42291613-00044 | BLADE | SCALPEL, SAFETY, DISPOSABLE Top activated Retractable stainless steel blade Lockable safety device Sterile peel packed Single use Plastic non slip ribbed handle Blade size: 20 | BIOCLIN SOLUTIONS CC | Paramount | India | Paramount | BLAD-033 | 10 per carton | 1 | 1 | 42 | 117.07
42291613-00045 | BLADE | SCALPEL, SAFETY, DISPOSABLE Top activated Retractable stainless steel blade Lockable safety device Sterile peel packed Single use Plastic non slip ribbed handle Blade size: 23 | BIOCOR HOSPITAL SUPPLIES PTY LTD | Huaian Hellen Medical Instrument Co. Ltd | China | Biocor | SS04523 | 10 per carton | 10 cartons | 1 | Initial: 42 Days Subsequent Orders: 3 - 7 Days | 76.8
42291613-00046 | BLADE | SCALPEL, SAFETY, DISPOSABLE Top activated Retractable stainless steel blade Lockable safety device Sterile peel packed Single use Plastic non slip ribbed handle Blade size: 22 | BIOCOR HOSPITAL SUPPLIES PTY LTD | Huaian Hellen Medical Instrument Co. Ltd | China | Biocor | SS06422 | 10 per carton | 10 cartons | 1 | Initial: 42 Days Subsequent Orders: 3 - 7 Days | 76.8
42291613-00046 | BLADE | SCALPEL, SAFETY, DISPOSABLE Top activated Retractable stainless steel blade Lockable safety device Sterile peel packed Single use Plastic non slip ribbed handle Blade size: 22 | BIOCLIN SOLUTIONS CC | Paramount | India | Paramount | BLAD-034 | 10 per carton | 1 | 1 | 42 | 117.07
42291613-00047 | LARYNGOSCOPES | Laryngoscope Macintosh Blade; standard illumination Stainless Steel Blade Size: 4 Length : 152mm Distal Width: 15mm. The Laryngoscope MACITOSH BLADE must be compatible to Laryngoscopes battery handles 42272018-00002 and 42272018-00003. Item 42272018-00002 and 42272018-00003 must be compatible with items 42291613-00047,42291613-00061,42291613-00062,42291613-00063,42291613-00064,42291613-00068,42291613-00073, 42291613-00074 and 42291613-00075. | BIOCLIN SOLUTIONS CC | Durable Hospital | Pakistan | Durable | LARY-213 | Each | 1 | 1 | 30 | 155.71
42291613-00047 | LARYNGOSCOPES | Laryngoscope Macintosh Blade; standard illumination Stainless Steel Blade Size: 4 Length : 152mm Distal Width: 15mm. The Laryngoscope MACITOSH BLADE must be compatible to Laryngoscopes battery handles 42272018-00002 and 42272018-00003. Item 42272018-00002 and 42272018-00003 must be compatible with items 42291613-00047,42291613-00061,42291613-00062,42291613-00063,42291613-00064,42291613-00068,42291613-00073, 42291613-00074 and 42291613-00075. | UNICORE HOLDINGS (PTY) LTD | VITRA INTERNATIONAL | PAKISTAN | VITRA | VIT-1250 | Each | 10 | OFFER 1 | 7-10 DAYS (EX STOCK) | 170.1
42291613-00047 | LARYNGOSCOPES | Laryngoscope Macintosh Blade; standard illumination Stainless Steel Blade Size: 4 Length : 152mm Distal Width: 15mm. The Laryngoscope MACITOSH BLADE must be compatible to Laryngoscopes battery handles 42272018-00002 and 42272018-00003. Item 42272018-00002 and 42272018-00003 must be compatible with items 42291613-00047,42291613-00061,42291613-00062,42291613-00063,42291613-00064,42291613-00068,42291613-00073, 42291613-00074 and 42291613-00075. | MR FIRST AID (PTY) LTD | Vitra International | Pakistan | Trident | VIT-1250 | Each | 10 | 1 | 6-8 Weeks | 185
42291613-00049 | BLADE | BLADE, SKINGRAFT To fit onto modified Braithwaite skingraft knives Single edge, 3 holes Length : 158 mm Width : 18.5 mm Thickness: 0.25 mm ISO 7153-1 Single use, Sterile individually packed | GROBIR MEDICAL SUPPLIERS (PTY) LTD | Paramount Surgimed Ltd | India | Paramount | PCSGS | Box of 10 blades | 10 x boxes | Option 1 | Initially 8 weeks and there-after 21 days or as stock is needed | 359.28
42291613-00049 | BLADE | BLADE, SKINGRAFT To fit onto modified Braithwaite skingraft knives Single edge, 3 holes Length : 158 mm Width : 18.5 mm Thickness: 0.25 mm ISO 7153-1 Single use, Sterile individually packed | TECMED (PTY) LTD | Care and Cure Surgico | Pakistan | CCS | 01-178-01 RT | 100 Blades per box | One box | SKIN GRAFT BLADES | 28 - 42 days | 452.2518
42291613-00049 | BLADE | BLADE, SKINGRAFT To fit onto modified Braithwaite skingraft knives Single edge, 3 holes Length : 158 mm Width : 18.5 mm Thickness: 0.25 mm ISO 7153-1 Single use, Sterile individually packed | MIBA SNIPS CC T/A MEDEQUIP | Swann Morton Limited | England | Swann Morton | 9940 | Box of 10 blades | Box of 10 | Offer 1 | 2 weeks | 500
42291613-00050 | BLADE | BLADE, SKINGRAFT To fit onto Electro-mechanical Dermatone Type: Davies `Gold` Duplex or Equivalent, Length : 78 mm Width : 18 mm Thickness: 0.25 mm ISO7153-1 Single use, Sterile individually packed | SPECMED MEDICAL SERVICES | AYGUN | TURKEY | AYGUN | DC6001515 | Box of 10 blades | ONE | DC6001515 | 3 TO 4 WEEKS | 598
42291613-00051 | BLADE | BLADE, POST-MORTEM High Surgical Knife, detarchable for post-moterm Heavy Duty and non-sterile Screw-type fitting must be non sterile | MIBA SNIPS CC T/A MEDEQUIP | Swann Morton Limited | England | Swann Morton | 2551 | Box of 10 blades | Box of 10 | Offer 1 | 2 weeks | 270
42291613-00052 | BLADE | BLADE, SCALPEL, SURGICAL With small fitting features Blade no: 11 Must be compatible with scalpel handles for items (42291613-00034,42291613-00035,42291613-00038,42291613-00039 and 42291613-00060) excluding composition test for carbon steel and stainless steel Peel apart pack must peel evenly without tearing the paper lining. Blades must be sterile. Blade size must be printed on the peel apart pack. Item 42291613-00034,42291613-00035,42291613-00038,42291613-00039,42291613-00060 must be compatable to 42291613-00023,42291613-00052, 42291613-00053,42291613-00054. | ZWANGA TOR ( PTY) LTD | Jiaxing U-Life Medical Device Technology Co.,Ltd | CHINA | ULIFE | IN00002 | 100 Blades per box | 1 case | 1 | 21Days | 60.97
42291613-00052 | BLADE | BLADE, SCALPEL, SURGICAL With small fitting features Blade no: 11 Must be compatible with scalpel handles for items (42291613-00034,42291613-00035,42291613-00038,42291613-00039 and 42291613-00060) excluding composition test for carbon steel and stainless steel Peel apart pack must peel evenly without tearing the paper lining. Blades must be sterile. Blade size must be printed on the peel apart pack. Item 42291613-00034,42291613-00035,42291613-00038,42291613-00039,42291613-00060 must be compatable to 42291613-00023,42291613-00052, 42291613-00053,42291613-00054. | BIOCOR HOSPITAL SUPPLIES PTY LTD | Huaian Hellen Medical Instrument Co. Ltd | China | Biocor | SB00011 | 100 Blades per box | 10 Boxes | 1 | Initial: 42 Days Subsequent Orders: 3 - 7 Days | 70.82
42291613-00052 | BLADE | BLADE, SCALPEL, SURGICAL With small fitting features Blade no: 11 Must be compatible with scalpel handles for items (42291613-00034,42291613-00035,42291613-00038,42291613-00039 and 42291613-00060) excluding composition test for carbon steel and stainless steel Peel apart pack must peel evenly without tearing the paper lining. Blades must be sterile. Blade size must be printed on the peel apart pack. Item 42291613-00034,42291613-00035,42291613-00038,42291613-00039,42291613-00060 must be compatable to 42291613-00023,42291613-00052, 42291613-00053,42291613-00054. | BIOCLIN SOLUTIONS CC | Paramount | India | Megic | BLAD-013 | 100 Blades per box | 1 | 1 | 42 | 87.17
42291613-00053 | BLADE | BLADE, SCALPEL, SURGICAL With small fitting features Blade no: 12 Must be compatible with scalpel handles for items (42291613-00034,42291613-00035,42291613-00038,42291613-00039 and 42291613-00060) Excluding composition test for carbon steel and stainless steel Peel apart pack must peel evenly without tearing the paper lining Blades must be sterile. Blade size must be printed on the peel apart pack . Item 42291613-00034,42291613-00035,42291613-00038,42291613-00039,42291613-00060 must be compatable to 42291613-00023,42291613-00052, 42291613-00053,42291613-00054. | BIOCOR HOSPITAL SUPPLIES PTY LTD | Huaian Hellen Medical Instrument Co. Ltd | China | Biocor | SB00012 | 100 Blades per box | 10 Boxes | 1 | Initial: 42 Days Subsequent Orders: 3 - 7 Days | 70.82
42291613-00053 | BLADE | BLADE, SCALPEL, SURGICAL With small fitting features Blade no: 12 Must be compatible with scalpel handles for items (42291613-00034,42291613-00035,42291613-00038,42291613-00039 and 42291613-00060) Excluding composition test for carbon steel and stainless steel Peel apart pack must peel evenly without tearing the paper lining Blades must be sterile. Blade size must be printed on the peel apart pack . Item 42291613-00034,42291613-00035,42291613-00038,42291613-00039,42291613-00060 must be compatable to 42291613-00023,42291613-00052, 42291613-00053,42291613-00054. | BIOCLIN SOLUTIONS CC | Paramount | India | Megic | BLAD-023 | 100 Blades per box | 1 | 1 | 42 | 87.17
42291613-00053 | BLADE | BLADE, SCALPEL, SURGICAL With small fitting features Blade no: 12 Must be compatible with scalpel handles for items (42291613-00034,42291613-00035,42291613-00038,42291613-00039 and 42291613-00060) Excluding composition test for carbon steel and stainless steel Peel apart pack must peel evenly without tearing the paper lining Blades must be sterile. Blade size must be printed on the peel apart pack . Item 42291613-00034,42291613-00035,42291613-00038,42291613-00039,42291613-00060 must be compatable to 42291613-00023,42291613-00052, 42291613-00053,42291613-00054. | GROBIR MEDICAL SUPPLIERS (PTY) LTD | Paramount Surgimed Ltd | India | Paramount | PCS12 | 100 Blades per box | 10 x boxes | Option 1 | Initially 8 weeks and there-after 21 days or as stock is needed | 138.5794
42291613-00054 | BLADE | BLADE, SCALPEL, SURGICAL With small fitting features Blade no: 15 Must be compatible with scalpel handles for items (42291613-00034,42291613-00035,42291613-00038,42291613-00039 and 42291613-00060) Excluding composition test for carbon steel and stainless steel Peel apart pack must peel evenly without tearing the paper lining Blades must be sterile. Blade size must be printed on the peel apart pack. Item 42291613-00034,42291613-00035,42291613-00038,42291613-00039,42291613-00060 must be compatable to 42291613-00023,42291613-00052, 42291613-00053,42291613-00054. | ZWANGA TOR ( PTY) LTD | Jiaxing U-Life Medical Device Technology Co.,Ltd | CHINA | ULIFE | IN00004 | 100 Blades per box | 1 case | 1 | 21Days | 60.97
42291613-00054 | BLADE | BLADE, SCALPEL, SURGICAL With small fitting features Blade no: 15 Must be compatible with scalpel handles for items (42291613-00034,42291613-00035,42291613-00038,42291613-00039 and 42291613-00060) Excluding composition test for carbon steel and stainless steel Peel apart pack must peel evenly without tearing the paper lining Blades must be sterile. Blade size must be printed on the peel apart pack. Item 42291613-00034,42291613-00035,42291613-00038,42291613-00039,42291613-00060 must be compatable to 42291613-00023,42291613-00052, 42291613-00053,42291613-00054. | BIOCOR HOSPITAL SUPPLIES PTY LTD | Huaian Hellen Medical Instrument Co. Ltd | China | Biocor | SB00015 | 100 Blades per box | 10 Boxes | 1 | Initial: 42 Days Subsequent Orders: 3 - 7 Days | 70.82
42291613-00054 | BLADE | BLADE, SCALPEL, SURGICAL With small fitting features Blade no: 15 Must be compatible with scalpel handles for items (42291613-00034,42291613-00035,42291613-00038,42291613-00039 and 42291613-00060) Excluding composition test for carbon steel and stainless steel Peel apart pack must peel evenly without tearing the paper lining Blades must be sterile. Blade size must be printed on the peel apart pack. Item 42291613-00034,42291613-00035,42291613-00038,42291613-00039,42291613-00060 must be compatable to 42291613-00023,42291613-00052, 42291613-00053,42291613-00054. | BIOCLIN SOLUTIONS CC | Paramount | India | Megic | BLAD-022 | 100 Blades per box | 1 | 1 | 42 | 87.17
42291613-00055 | BLADE | BLADE, SCALPEL, SURGICAL With large fitting features Blade no: 20 Must be compatible with scalpel handles for items (42291613-00036 and 42291613-00037) Excluding composition test for carbon steel and stainless steel Peel apart pack must peel evenly without tearing the paper lining Blades must be sterile. Blade size must be printed on the peel apart pack. Item 42291613-00036,42291613-00037 must be comptable 42291613-00055,42291613-00056,42291613-00057, 42291613-00058 and 42291613-00059 | ZWANGA TOR ( PTY) LTD | Jiaxing U-Life Medical Device Technology Co.,Ltd | CHINA | ULIFE | IN00005 | 100 Blades per box | 1 case | 1 | 21Days | 60.97
42291613-00055 | BLADE | BLADE, SCALPEL, SURGICAL With large fitting features Blade no: 20 Must be compatible with scalpel handles for items (42291613-00036 and 42291613-00037) Excluding composition test for carbon steel and stainless steel Peel apart pack must peel evenly without tearing the paper lining Blades must be sterile. Blade size must be printed on the peel apart pack. Item 42291613-00036,42291613-00037 must be comptable 42291613-00055,42291613-00056,42291613-00057, 42291613-00058 and 42291613-00059 | BIOCOR HOSPITAL SUPPLIES PTY LTD | Huaian Hellen Medical Instrument Co. Ltd | China | Biocor | SB00020 | 100 Blades per box | 10 Boxes | 1 | Initial: 42 Days Subsequent Orders: 3 - 7 Days | 70.82
42291613-00055 | BLADE | BLADE, SCALPEL, SURGICAL With large fitting features Blade no: 20 Must be compatible with scalpel handles for items (42291613-00036 and 42291613-00037) Excluding composition test for carbon steel and stainless steel Peel apart pack must peel evenly without tearing the paper lining Blades must be sterile. Blade size must be printed on the peel apart pack. Item 42291613-00036,42291613-00037 must be comptable 42291613-00055,42291613-00056,42291613-00057, 42291613-00058 and 42291613-00059 | BIOCLIN SOLUTIONS CC | Paramount | India | Megic | BLAD-007 | 100 Blades per box | 1 | 1 | 42 | 87.17
42291613-00056 | BLADE | BLADE, SCALPEL, SURGICAL With large fitting features Blade no: 21 Must be compatible with scalpel handles for items (42291613-00036 and 42291613-00037) Excluding composition test for carbon steel and stainless steel Peel apart pack must peel evenly without tearing the paper lining Blades must be sterile. Blade size must be printed on the peel apart pack. Item 42291613-00036,42291613-00037 must be comptable 42291613-00055,42291613-00056,42291613-00057, 42291613-00058 and 42291613-00059. | ZWANGA TOR ( PTY) LTD | Jiaxing U-Life Medical Device Technology Co.,Ltd | CHINA | ULIFE | IN00006 | 100 Blades per box | 1 case | 1 | 21Days | 60.97
42291613-00056 | BLADE | BLADE, SCALPEL, SURGICAL With large fitting features Blade no: 21 Must be compatible with scalpel handles for items (42291613-00036 and 42291613-00037) Excluding composition test for carbon steel and stainless steel Peel apart pack must peel evenly without tearing the paper lining Blades must be sterile. Blade size must be printed on the peel apart pack. Item 42291613-00036,42291613-00037 must be comptable 42291613-00055,42291613-00056,42291613-00057, 42291613-00058 and 42291613-00059. | BIOCOR HOSPITAL SUPPLIES PTY LTD | Huaian Hellen Medical Instrument Co. Ltd | China | Biocor | SB00021 | 100 Blades per box | 10 Boxes | 1 | Initial: 42 Days Subsequent Orders: 3 - 7 Days | 70.82
42291613-00057 | BLADE | BLADE, SCALPEL, SURGICAL Blade no: 22 Must be compatible with scalpel handles for items (42291613-00036 and 42291613-00037) Excluding composition test for carbon steel and stainless steel & Peel apart pack must peel evenly without tearing the paper lining Blades must be sterile. Blade size must be printed on the peel apart pack. Item 42291613-00036,42291613-00037 must be comptable 42291613-00055,42291613-00056,42291613-00057, 42291613-00058 and 42291613-00059 | ZWANGA TOR ( PTY) LTD | Jiaxing U-Life Medical Device Technology Co.,Ltd | CHINA | ULIFE | IN00007 | 100 Blades per box | 1 case | 1 | 21Days | 60.97
42291613-00057 | BLADE | BLADE, SCALPEL, SURGICAL Blade no: 22 Must be compatible with scalpel handles for items (42291613-00036 and 42291613-00037) Excluding composition test for carbon steel and stainless steel & Peel apart pack must peel evenly without tearing the paper lining Blades must be sterile. Blade size must be printed on the peel apart pack. Item 42291613-00036,42291613-00037 must be comptable 42291613-00055,42291613-00056,42291613-00057, 42291613-00058 and 42291613-00059 | BIOCOR HOSPITAL SUPPLIES PTY LTD | Huaian Hellen Medical Instrument Co. Ltd | China | Biocor | SB00022 | 100 Blades per box | 10 Boxes | 1 | Initial: 42 Days Subsequent Orders: 3 - 7 Days | 70.82
42291613-00058 | BLADE | BLADE, SCALPEL, SURGICAL Blade no: 23 Must be compatible with scalpel handles for items (42291613-00036 and 42291613-00037) Excluding composition test for carbon steel and stainless steel Peel apart pack must peel evenly without tearing the paper lining Blades must be sterile. Blade size must be printed on the peel apart pack. Item 42291613-00036,42291613-00037 must be comptable 42291613-00055,42291613-00056,42291613-00057, 42291613-00058 and 42291613-00059 | ZWANGA TOR ( PTY) LTD | Jiaxing U-Life Medical Device Technology Co.,Ltd | CHINA | ULIFE | IN00008 | 100 Blades per box | 1 case | 1 | 21Days | 60.97
42291613-00058 | BLADE | BLADE, SCALPEL, SURGICAL Blade no: 23 Must be compatible with scalpel handles for items (42291613-00036 and 42291613-00037) Excluding composition test for carbon steel and stainless steel Peel apart pack must peel evenly without tearing the paper lining Blades must be sterile. Blade size must be printed on the peel apart pack. Item 42291613-00036,42291613-00037 must be comptable 42291613-00055,42291613-00056,42291613-00057, 42291613-00058 and 42291613-00059 | BIOCOR HOSPITAL SUPPLIES PTY LTD | Huaian Hellen Medical Instrument Co. Ltd | China | Biocor | SB00023 | 100 Blades per box | 10 Boxes | 1 | Initial: 42 Days Subsequent Orders: 3 - 7 Days | 70.82
42291613-00059 | BLADE | BLADE, SCALPEL, SURGICAL Blade no: 24, Must be compatible with scalpel handles for items (42291613-00036 and 42291613-00037) Excluding composition test for carbon steel and stainless steel Peel apart pack must peel evenly without tearing the paper lining Blades must be sterile. Blade size must be printed on the peel apart pack . Item 42291613-00036,42291613-00037 must be comptable 42291613-00055,42291613-00056,42291613-00057, 42291613-00058 and 42291613-00059 | ZWANGA TOR ( PTY) LTD | Jiaxing U-Life Medical Device Technology Co.,Ltd | CHINA | ULIFE | IN00009 | 100 Blades per box | 1 case | 1 | 21Days | 60.97
42291613-00059 | BLADE | BLADE, SCALPEL, SURGICAL Blade no: 24, Must be compatible with scalpel handles for items (42291613-00036 and 42291613-00037) Excluding composition test for carbon steel and stainless steel Peel apart pack must peel evenly without tearing the paper lining Blades must be sterile. Blade size must be printed on the peel apart pack . Item 42291613-00036,42291613-00037 must be comptable 42291613-00055,42291613-00056,42291613-00057, 42291613-00058 and 42291613-00059 | BIOCOR HOSPITAL SUPPLIES PTY LTD | Huaian Hellen Medical Instrument Co. Ltd | China | Biocor | SB00024 | 100 Blades per box | 10 Boxes | 1 | Initial: 42 Days Subsequent Orders: 3 - 7 Days | 70.82
42291613-00060 | SCALPEL HANDLE | SCALPEL HANDLE, Straight, Type: Short, Length 12.5cm,No. 7 Scalpel Handle - must be compatible with blades number: 42291613-00023,42291613-00052,42291613-00053 and 42291613-00054 Autoclavable. Item 42291613-00034,42291613-00035,42291613-00038,42291613-00039,42291613-00060 must be compatable to 42291613-00023,42291613-00052, 42291613-00053,42291613-00054. | PREMIER ENDOSCOPY | WELDON | PAKISTAN | PREMIER | WI-002-009C | each | 10 | Offer 1 | 21 | 17.4915
42291613-00060 | SCALPEL HANDLE | SCALPEL HANDLE, Straight, Type: Short, Length 12.5cm,No. 7 Scalpel Handle - must be compatible with blades number: 42291613-00023,42291613-00052,42291613-00053 and 42291613-00054 Autoclavable. Item 42291613-00034,42291613-00035,42291613-00038,42291613-00039,42291613-00060 must be compatable to 42291613-00023,42291613-00052, 42291613-00053,42291613-00054. | BIOCLIN SOLUTIONS CC | Durable Hospital | Pakistan | Durable | INST-089 | Each | 1 | 1 | 42 | 17.71
42291613-00060 | SCALPEL HANDLE | SCALPEL HANDLE, Straight, Type: Short, Length 12.5cm,No. 7 Scalpel Handle - must be compatible with blades number: 42291613-00023,42291613-00052,42291613-00053 and 42291613-00054 Autoclavable. Item 42291613-00034,42291613-00035,42291613-00038,42291613-00039,42291613-00060 must be compatable to 42291613-00023,42291613-00052, 42291613-00053,42291613-00054. | NFR MEDICAL SUPPLIERS CC | ZARTAAS INDUSTRIES | PAKISTAN | ZARTAAS | SI069 | Each | 1 | 1 | 7 DAYS | 22
42291613-00061 | LARYNGOSCOPES | Laryngoscope Macintosh Blade; standard illumination Stainless Steel Blade size: 0 Length : 78mm Distal Width: 9mm. The Laryngoscope MACITOSH BLADE must be compatible to Laryngoscopes battery handles 42272018-00002 and 42272018-00003. Item 42272018-00002 and 42272018-00003 must be compatible with items 42291613-00047,42291613-00061,42291613-00062,42291613-00063,42291613-00064,42291613-00068,42291613-00073, 42291613-00074 and 42291613-00075. | ACCESS MEDICAL (PTY) LTD | DARLEYS SURGICAL CO. | PAKISTAN | ACCESS / DARLEYS | 613061 | Each | 10 | 1 | 14 | 102.1507
42291613-00061 | LARYNGOSCOPES | Laryngoscope Macintosh Blade; standard illumination Stainless Steel Blade size: 0 Length : 78mm Distal Width: 9mm. The Laryngoscope MACITOSH BLADE must be compatible to Laryngoscopes battery handles 42272018-00002 and 42272018-00003. Item 42272018-00002 and 42272018-00003 must be compatible with items 42291613-00047,42291613-00061,42291613-00062,42291613-00063,42291613-00064,42291613-00068,42291613-00073, 42291613-00074 and 42291613-00075. | NFR MEDICAL SUPPLIERS CC | ZARTAAS INDUSTRIES | PAKISTAN | ZARTAAS | SI070 | Each | 1 | 1 | 7 DAYS | 130
42291613-00061 | LARYNGOSCOPES | Laryngoscope Macintosh Blade; standard illumination Stainless Steel Blade size: 0 Length : 78mm Distal Width: 9mm. The Laryngoscope MACITOSH BLADE must be compatible to Laryngoscopes battery handles 42272018-00002 and 42272018-00003. Item 42272018-00002 and 42272018-00003 must be compatible with items 42291613-00047,42291613-00061,42291613-00062,42291613-00063,42291613-00064,42291613-00068,42291613-00073, 42291613-00074 and 42291613-00075. | UNICORE HOLDINGS (PTY) LTD | VITRA INTERNATIONAL | PAKISTAN | VITRA | VIT-1230 | Each | 10 | OFFER 1 | 7-10 DAYS (EX STOCK) | 137.54
42291613-00062 | LARYNGOSCOPES | Laryngoscope blade Miller; straight; Standard illumination size 0 Stainless Steel Blade size: 0 Length: 78mm Distall width: 9mm. The Laryngoscope Miller BLADE must be compatible to Laryngoscopes battery handles 42272018-00002 and 42272018-00003 Item 42272018-00002 and 42272018-00003 must be compatible with items 42291613-00047,42291613-00061,42291613-00062,42291613-00063,42291613-00064,42291613-00068,42291613-00073, 42291613-00074 and 42291613-00075. | PREMIER ENDOSCOPY | WELDON | PAKISTAN | WELDON | WI-445-004 | each | 1 | Offer 1 - WELDON (2 Year Guarantee) | 21 | 120.2565
42291613-00062 | LARYNGOSCOPES | Laryngoscope blade Miller; straight; Standard illumination size 0 Stainless Steel Blade size: 0 Length: 78mm Distall width: 9mm. The Laryngoscope Miller BLADE must be compatible to Laryngoscopes battery handles 42272018-00002 and 42272018-00003 Item 42272018-00002 and 42272018-00003 must be compatible with items 42291613-00047,42291613-00061,42291613-00062,42291613-00063,42291613-00064,42291613-00068,42291613-00073, 42291613-00074 and 42291613-00075. | NFR MEDICAL SUPPLIERS CC | ZARTAAS INDUSTRIES | PAKISTAN | ZARTAAS | SI071 | Each | 1 | 1 | 7 DAYS | 130
42291613-00062 | LARYNGOSCOPES | Laryngoscope blade Miller; straight; Standard illumination size 0 Stainless Steel Blade size: 0 Length: 78mm Distall width: 9mm. The Laryngoscope Miller BLADE must be compatible to Laryngoscopes battery handles 42272018-00002 and 42272018-00003 Item 42272018-00002 and 42272018-00003 must be compatible with items 42291613-00047,42291613-00061,42291613-00062,42291613-00063,42291613-00064,42291613-00068,42291613-00073, 42291613-00074 and 42291613-00075. | UNICORE HOLDINGS (PTY) LTD | VITRA INTERNATIONAL | PAKISTAN | VITRA | VIT-1231 | Each | 10 | OFFER 1 | 7-10 DAYS (EX STOCK) | 137.54
42291613-00063 | LARYNGOSCOPES | Laryngoscope blade Miller;straight; Standard illumination size 0 Stainless Steel Blade size: 1 Length: 92mm Distall width: 11mm. The Laryngoscope Miller BLADE must be compatible to Laryngoscopes battery handles 42272018-00002 and 42272018-00003.I Item 42272018-00002 and 42272018-00003 must be compatible with items 42291613-00047,42291613-00061,42291613-00062,42291613-00063,42291613-00064,42291613-00068,42291613-00073, 42291613-00074 and 42291613-00075. | ACCESS MEDICAL (PTY) LTD | DARLEYS SURGICAL CO. | PAKISTAN | ACCESS / DARLEYS | 613063 | Each | 10 | 1 | 14 | 102.1507
42291613-00063 | LARYNGOSCOPES | Laryngoscope blade Miller;straight; Standard illumination size 0 Stainless Steel Blade size: 1 Length: 92mm Distall width: 11mm. The Laryngoscope Miller BLADE must be compatible to Laryngoscopes battery handles 42272018-00002 and 42272018-00003.I Item 42272018-00002 and 42272018-00003 must be compatible with items 42291613-00047,42291613-00061,42291613-00062,42291613-00063,42291613-00064,42291613-00068,42291613-00073, 42291613-00074 and 42291613-00075. | NFR MEDICAL SUPPLIERS CC | ZARTAAS INDUSTRIES | PAKISTAN | ZARTAAS | SI072 | Each | 1 | 1 | 7 DAYS | 130
42291613-00063 | LARYNGOSCOPES | Laryngoscope blade Miller;straight; Standard illumination size 0 Stainless Steel Blade size: 1 Length: 92mm Distall width: 11mm. The Laryngoscope Miller BLADE must be compatible to Laryngoscopes battery handles 42272018-00002 and 42272018-00003.I Item 42272018-00002 and 42272018-00003 must be compatible with items 42291613-00047,42291613-00061,42291613-00062,42291613-00063,42291613-00064,42291613-00068,42291613-00073, 42291613-00074 and 42291613-00075. | UNICORE HOLDINGS (PTY) LTD | VITRA INTERNATIONAL | PAKISTAN | VITRA | VIT-1232 | Each | 10 | OFFER 1 | 7-10 DAYS (EX STOCK) | 137.54
42291613-00064 | LARYNGOSCOPES | Laryngoscope blade Miller; straight; Standard illumination size 1 Stainless Steel Blade size: 2 Length: 112mm Distall width: 13mm. The Laryngoscope Miller BLADE must be compatible to Laryngoscopes battery handles 42272018-00002 and 42272018-00003. Item 42272018-00002 and 42272018-00003 must be compatible with items 42291613-00047,42291613-00061,42291613-00062,42291613-00063,42291613-00064,42291613-00068,42291613-00073, 42291613-00074 and 42291613-00075. | ACCESS MEDICAL (PTY) LTD | DARLEYS SURGICAL CO. | PAKISTAN | ACCESS / DARLEYS | 613064 | Each | 10 | 1 | 14 | 102.1507
42291613-00064 | LARYNGOSCOPES | Laryngoscope blade Miller; straight; Standard illumination size 1 Stainless Steel Blade size: 2 Length: 112mm Distall width: 13mm. The Laryngoscope Miller BLADE must be compatible to Laryngoscopes battery handles 42272018-00002 and 42272018-00003. Item 42272018-00002 and 42272018-00003 must be compatible with items 42291613-00047,42291613-00061,42291613-00062,42291613-00063,42291613-00064,42291613-00068,42291613-00073, 42291613-00074 and 42291613-00075. | PREMIER ENDOSCOPY | WELDON | PAKISTAN | WELDON | WI-445-006 | each | 1 | Offer 1 - WELDON (2 Year Guarantee) | 21 | 120.2955
42291613-00064 | LARYNGOSCOPES | Laryngoscope blade Miller; straight; Standard illumination size 1 Stainless Steel Blade size: 2 Length: 112mm Distall width: 13mm. The Laryngoscope Miller BLADE must be compatible to Laryngoscopes battery handles 42272018-00002 and 42272018-00003. Item 42272018-00002 and 42272018-00003 must be compatible with items 42291613-00047,42291613-00061,42291613-00062,42291613-00063,42291613-00064,42291613-00068,42291613-00073, 42291613-00074 and 42291613-00075. | UNICORE HOLDINGS (PTY) LTD | VITRA INTERNATIONAL | PAKISTAN | VITRA | VIT-1233 | Each | 10 | OFFER 1 | 7-10 DAYS (EX STOCK) | 137.54
42291613-00065 | LARYNGOSCOPES | Laryngoscope blade Macintosh; Fibre Optic With integrated cold light carrier; Blade size: 0 Length: 78mm Distal Width: 9mm Stainless Steel.The Laryngoscope MACINTOSH BLADE, FIBRE OPTIC must be compatible to Laryngoscopes battery handles, FIBRE OPTIC 42272018-00006 and 42272018-00007.IMust be compatable with item number 42291613-00065, 42291613-00066, 42291613-00067, 42291613-00011, 42291613-00069, 42291613-00070, 42291613-00071, 42291613-00072, 42272018-00006 and 42272018-00007. | ACCESS MEDICAL (PTY) LTD | DARLEYS SURGICAL CO. | PAKISTAN | ACCESS / DARLEYS | 613065 | Each | 10 | 1 | 14 | 122.5809
42291613-00065 | LARYNGOSCOPES | Laryngoscope blade Macintosh; Fibre Optic With integrated cold light carrier; Blade Size: 0 Length: 78mm Distal Width: 9mm Stainless Steel. The Laryngoscope MACINTOSH BLADE, FIBRE OPTIC must be compatible to Laryngoscopes battery handles, FIBRE OPTIC 42272018-00006 and 42272018-00007.IMust be compatable with item number 42291613-00065, 42291613-00066, 42291613-00067, 42291613-00011, 42291613-00069, 42291613-00070, 42291613-00071, 42291613-00072, 42272018-00006 and 42272018-00007. | BIOCLIN SOLUTIONS CC | Durable Hospital | Pakistan | Durable | LARY-239 | Each | 1 | 1 | 30 | 235.06
42291613-00066 | LARYNGOSCOPES | Laryngoscope blade Macintosh; Fibre Optic With integrated cold light carrier; Blade Size: 0 Length: 78mm Distal Width: 9mm Stainless Steel. The Laryngoscope MACINTOSH BLADE, FIBRE OPTIC must be compatible to Laryngoscopes battery handles, FIBRE OPTIC 42272018-00006 and 42272018-00007.IMust be compatable with item number 42291613-00065, 42291613-00066, 42291613-00067, 42291613-00011, 42291613-00069, 42291613-00070, 42291613-00071, 42291613-00072, 42272018-00006 and 42272018-00007. | BIOCLIN SOLUTIONS CC | Durable Hospital | Pakistan | Durable | LARY-240 | Each | 1 | 1 | 30 | 235.06
42291613-00066 | LARYNGOSCOPES | Laryngoscope blade Macintosh; fibre Optic With integrated cold light carrier; Blade size: 1 Length: 92mm Distal Width: 11mm Stainless Steel. The Laryngoscope MACINTOSH BLADE, FIBRE OPTIC must be compatible to Laryngoscopes battery handles, FIBRE OPTIC 42272018-00006 and 42272018-00007.Item 42272018-00006 and 42272018-00007 must be compatable with item number 42291613-00011,42291613-00065,42291613-00066,42291613-00067,42291613-00069,42291613-00070, 42291613-00071 and 42291613-00072. | UNICORE HOLDINGS (PTY) LTD | VITRA INTERNATIONAL | PAKISTAN | VITRA | VIT-1237 | Each | 10 | OFFER 1 | 7-10 DAYS (EX STOCK) | 305.96
42291613-00066 | LARYNGOSCOPES | Laryngoscope blade Macintosh; fibre Optic With integrated cold light carrier; Blade size: 1 Length: 92mm Distal Width: 11mm Stainless Steel. The Laryngoscope MACINTOSH BLADE, FIBRE OPTIC must be compatible to Laryngoscopes battery handles, FIBRE OPTIC 42272018-00006 and 42272018-00007.Item 42272018-00006 and 42272018-00007 must be compatable with item number 42291613-00011,42291613-00065,42291613-00066,42291613-00067,42291613-00069,42291613-00070, 42291613-00071 and 42291613-00072. | MORGAN PILLAY SURGICAL MANUFACTURERS | VITRA INTERNATIONAL | PAKISTAN | VITRA | VIT-1237 | Each | 10 | OFFER 01 | 15-21 DAYS | 376.4381
42291613-00067 | LARYNGOSCOPES | Laryngoscope blade Macintosh; fibre Optic With integrated cold light carrier; Blade Size: 2 Length: 112mm Distal Width: 13mm Stainless Steel. The Laryngoscope MACINTOSH BLADE, FIBRE OPTIC must be compatible to Laryngoscopes battery handles, FIBRE OPTIC 42272018-00006 and 42272018-00007.Item 42272018-00006 and 42272018-00007 must be compatable with item number 42291613-00011,42291613-00065,42291613-00066,42291613-00067,42291613-00069,42291613-00070, 42291613-00071 and 42291613-00072. | ACCESS MEDICAL (PTY) LTD | DARLEYS SURGICAL CO. | PAKISTAN | ACCESS / DARLEYS | 613067 | Each | 10 | 1 | 14 | 122.5809
42291613-00067 | LARYNGOSCOPES | Laryngoscope blade Macintosh; fibre Optic With integrated cold light carrier; Blade Size: 2 Length: 112mm Distal Width: 13mm Stainless Steel. The Laryngoscope MACINTOSH BLADE, FIBRE OPTIC must be compatible to Laryngoscopes battery handles, FIBRE OPTIC 42272018-00006 and 42272018-00007.Item 42272018-00006 and 42272018-00007 must be compatable with item number 42291613-00011,42291613-00065,42291613-00066,42291613-00067,42291613-00069,42291613-00070, 42291613-00071 and 42291613-00072. | BIOCLIN SOLUTIONS CC | Durable Hospital | Pakistan | Durable | LARY-241 | Each | 1 | 1 | 30 | 235.06
42291613-00068 | LARYNGOSCOPES | Laryngoscope Macintosh Blade; standard illumination Stainless Steel Blade size: 3 Length : 132mm Distal Width: 15mm. The Laryngoscope MACITOSH BLADE must be compatible to Laryngoscopes battery handles 42272018-00002 and 42272018-00003.Item 42272018-00002 and 42272018-00003 must be compatible with items 42291613-00047,42291613-00061,42291613-00062,42291613-00063,42291613-00064,42291613-00068,42291613-00073, 42291613-00074 and 42291613-00075. | ACCESS MEDICAL (PTY) LTD | DARLEYS SURGICAL CO. | PAKISTAN | ACCESS / DARLEYS | 613068 | Each | 10 | 1 | 14 | 95.3407
42291613-00068 | LARYNGOSCOPES | Laryngoscope Macintosh Blade; standard illumination Stainless Steel Blade size: 3 Length : 132mm Distal Width: 15mm. The Laryngoscope MACITOSH BLADE must be compatible to Laryngoscopes battery handles 42272018-00002 and 42272018-00003.Item 42272018-00002 and 42272018-00003 must be compatible with items 42291613-00047,42291613-00061,42291613-00062,42291613-00063,42291613-00064,42291613-00068,42291613-00073, 42291613-00074 and 42291613-00075. | UNICORE HOLDINGS (PTY) LTD | VITRA INTERNATIONAL | PAKISTAN | VITRA | VIT-1249 | Each | 10 | OFFER 1 | 7-10 DAYS (EX STOCK) | 137.54
42291613-00068 | LARYNGOSCOPES | Laryngoscope Macintosh Blade; standard illumination Stainless Steel Blade size: 3 Length : 132mm Distal Width: 15mm. The Laryngoscope MACITOSH BLADE must be compatible to Laryngoscopes battery handles 42272018-00002 and 42272018-00003.Item 42272018-00002 and 42272018-00003 must be compatible with items 42291613-00047,42291613-00061,42291613-00062,42291613-00063,42291613-00064,42291613-00068,42291613-00073, 42291613-00074 and 42291613-00075. | MR FIRST AID (PTY) LTD | Vitra International | Pakistan | Trident | VIT-1249 | Each | 10 | 1 | 6-8 Weeks | 185
42291613-00069 | LARYNGOSCOPES | Laryngoscope blade Macintosh; fibre Optic With integrated cold light carrier Blade Size: 4 Length: 152mm Distal Width: 15mm Stainless Steel. The Laryngoscope MACINTOSH BLADE, FIBRE OPTIC must be compatible to Laryngoscopes battery handles, FIBRE OPTIC 42272018-00006 and 42272018-00007.Item 42272018-00006 and 42272018-00007 must be compatable with item number 42291613-00011,42291613-00065,42291613-00066,42291613-00067,42291613-00069,42291613-00070, 42291613-00071 and 42291613-00072. | ACCESS MEDICAL (PTY) LTD | DARLEYS SURGICAL CO. | PAKISTAN | ACCESS / DARLEYS | 613069 | Each | 10 | 1 | 14 | 122.5809
42291613-00069 | LARYNGOSCOPES | Laryngoscope blade Macintosh; fibre Optic With integrated cold light carrier Blade Size: 4 Length: 152mm Distal Width: 15mm Stainless Steel. The Laryngoscope MACINTOSH BLADE, FIBRE OPTIC must be compatible to Laryngoscopes battery handles, FIBRE OPTIC 42272018-00006 and 42272018-00007.Item 42272018-00006 and 42272018-00007 must be compatable with item number 42291613-00011,42291613-00065,42291613-00066,42291613-00067,42291613-00069,42291613-00070, 42291613-00071 and 42291613-00072. | BIOCLIN SOLUTIONS CC | Durable Hospital | Pakistan | Durable | LARY-243 | Each | 1 | 1 | 30 | 235.06
42291613-00070 | LARYNGOSCOPES | Laryngoscope Blade Miller; fibre optic With integrated cold light carrier; Blade size: 0 Length: 78mm Distal Width: 9mm Stainless Steel. The Laryngoscope Miller BLADE, FIBRE OPTIC must be compatible to Laryngoscopes battery handles, FIBRE OPTIC 42272018-00006 and 42272018-00007.Item 42272018-00006 and 42272018-00007 must be compatable with item number 42291613-00011,42291613-00065,42291613-00066,42291613-00067,42291613-00069,42291613-00070, 42291613-00071 and 42291613-00072. | ACCESS MEDICAL (PTY) LTD | DARLEYS SURGICAL CO. | PAKISTAN | ACCESS / DARLEYS | 613070 | Each | 10 | 1 | 14 | 122.5809
42291613-00070 | LARYNGOSCOPES | Laryngoscope Blade Miller; fibre optic With integrated cold light carrier; Blade size: 0 Length: 78mm Distal Width: 9mm Stainless Steel. The Laryngoscope Miller BLADE, FIBRE OPTIC must be compatible to Laryngoscopes battery handles, FIBRE OPTIC 42272018-00006 and 42272018-00007.Item 42272018-00006 and 42272018-00007 must be compatable with item number 42291613-00011,42291613-00065,42291613-00066,42291613-00067,42291613-00069,42291613-00070, 42291613-00071 and 42291613-00072. | NFR MEDICAL SUPPLIERS CC | ZARTAAS INDUSTRIES | PAKISTAN | ZARTAAS | SI079 | Each | 1 | 1 | 7 DAYS | 231
42291613-00070 | LARYNGOSCOPES | Laryngoscope Blade Miller; fibre optic With integrated cold light carrier; Blade size: 0 Length: 78mm Distal Width: 9mm Stainless Steel. The Laryngoscope Miller BLADE, FIBRE OPTIC must be compatible to Laryngoscopes battery handles, FIBRE OPTIC 42272018-00006 and 42272018-00007.Item 42272018-00006 and 42272018-00007 must be compatable with item number 42291613-00011,42291613-00065,42291613-00066,42291613-00067,42291613-00069,42291613-00070, 42291613-00071 and 42291613-00072. | BIOCLIN SOLUTIONS CC | Durable Hospital | Pakistan | Durable | LARY-245 | Each | 1 | 1 | 30 | 235.06
42291613-00071 | LARYNGOSCOPES | Laryngoscope Blade Miller; fibre optic With integrated cold light carrier Blade size: 1 Length: 92mm Distal Width: 11mm Stainless steel. The Laryngoscope Miller BLADE, FIBRE OPTIC must be compatible to Laryngoscopes battery handles, FIBRE OPTIC 42272018-00006 and 42272018-00007.Item 42272018-00006 and 42272018-00007 must be compatable with item number 42291613-00011,42291613-00065,42291613-00066,42291613-00067,42291613-00069,42291613-00070, 42291613-00071 and 42291613-00072. | NFR MEDICAL SUPPLIERS CC | ZARTAAS INDUSTRIES | PAKISTAN | ZARTAAS | SI080 | Each | 1 | 1 | 7 DAYS | 231
42291613-00071 | LARYNGOSCOPES | Laryngoscope Blade Miller; fibre optic With integrated cold light carrier Blade size: 1 Length: 92mm Distal Width: 11mm Stainless steel. The Laryngoscope Miller BLADE, FIBRE OPTIC must be compatible to Laryngoscopes battery handles, FIBRE OPTIC 42272018-00006 and 42272018-00007.Item 42272018-00006 and 42272018-00007 must be compatable with item number 42291613-00011,42291613-00065,42291613-00066,42291613-00067,42291613-00069,42291613-00070, 42291613-00071 and 42291613-00072. | BIOCLIN SOLUTIONS CC | Durable Hospital | Pakistan | Durable | LARY-246 | Each | 1 | 1 | 30 | 235.06
42291613-00071 | LARYNGOSCOPES | Laryngoscope Blade Miller; fibre optic With integrated cold light carrier Blade size: 1 Length: 92mm Distal Width: 11mm Stainless steel. The Laryngoscope Miller BLADE, FIBRE OPTIC must be compatible to Laryngoscopes battery handles, FIBRE OPTIC 42272018-00006 and 42272018-00007.Item 42272018-00006 and 42272018-00007 must be compatable with item number 42291613-00011,42291613-00065,42291613-00066,42291613-00067,42291613-00069,42291613-00070, 42291613-00071 and 42291613-00072. | UNICORE HOLDINGS (PTY) LTD | VITRA INTERNATIONAL | PAKISTAN | VITRA | VIT-1242 | Each | 10 | OFFER 1 | 7-10 DAYS (EX STOCK) | 259.8
42291613-00072 | LARYNGOSCOPES | Laryngoscope Blade Miller; fibre optic With integrated cold light carrier; Blade size: 2 Length: 112mm Distal Width: 13mm Stainless Steel. The Laryngoscope MACINTOSH BLADE, FIBRE OPTIC must be compatible to Laryngoscopes battery handles, FIBRE OPTIC 42272018-00006 and 42272018-00007.Item 42272018-00006 and 42272018-00007 must be compatable with item number 42291613-00011,42291613-00065,42291613-00066,42291613-00067,42291613-00069,42291613-00070, 42291613-00071 and 42291613-00072. | ACCESS MEDICAL (PTY) LTD | DARLEYS SURGICAL CO. | PAKISTAN | ACCESS / DARLEYS | 613072 | Each | 10 | 1 | 14 | 122.5809
42291613-00072 | LARYNGOSCOPES | Laryngoscope Blade Miller; fibre optic With integrated cold light carrier; Blade size: 2 Length: 112mm Distal Width: 13mm Stainless Steel. The Laryngoscope MACINTOSH BLADE, FIBRE OPTIC must be compatible to Laryngoscopes battery handles, FIBRE OPTIC 42272018-00006 and 42272018-00007.Item 42272018-00006 and 42272018-00007 must be compatable with item number 42291613-00011,42291613-00065,42291613-00066,42291613-00067,42291613-00069,42291613-00070, 42291613-00071 and 42291613-00072. | NFR MEDICAL SUPPLIERS CC | ZARTAAS INDUSTRIES | PAKISTAN | ZARTAAS | SI081 | Each | 1 | 1 | 7 DAYS | 231
42291613-00072 | LARYNGOSCOPES | Laryngoscope Blade Miller; fibre optic With integrated cold light carrier; Blade size: 2 Length: 112mm Distal Width: 13mm Stainless Steel. The Laryngoscope MACINTOSH BLADE, FIBRE OPTIC must be compatible to Laryngoscopes battery handles, FIBRE OPTIC 42272018-00006 and 42272018-00007.Item 42272018-00006 and 42272018-00007 must be compatable with item number 42291613-00011,42291613-00065,42291613-00066,42291613-00067,42291613-00069,42291613-00070, 42291613-00071 and 42291613-00072. | BIOCLIN SOLUTIONS CC | Durable Hospital | Pakistan | Durable | LARY-247 | Each | 1 | 1 | 30 | 235.06
42291613-00073 | LARYNGOSCOPES | Laryngoscope Blade Miller; straight; Standard illumination Size 00 Stainless Steel Blade Length: 78mm Distall width: 9mm. The Laryngoscope Miller BLADE must be compatible to Laryngoscopes battery handles 42272018-00002 and 42272018-00003. Item 42272018-00002 and 42272018-00003 must be compatible with items 42291613-00047,42291613-00061,42291613-00062,42291613-00063,42291613-00064,42291613-00068,42291613-00073, 42291613-00074 and 42291613-00075. | ACCESS MEDICAL (PTY) LTD | DARLEYS SURGICAL CO. | PAKISTAN | ACCESS / DARLEYS | 613073 | Each | 10 | 1 | 14 | 95.3407
42291613-00073 | LARYNGOSCOPES | Laryngoscope Blade Miller; straight; Standard illumination Size 00 Stainless Steel Blade Length: 78mm Distall width: 9mm. The Laryngoscope Miller BLADE must be compatible to Laryngoscopes battery handles 42272018-00002 and 42272018-00003. Item 42272018-00002 and 42272018-00003 must be compatible with items 42291613-00047,42291613-00061,42291613-00062,42291613-00063,42291613-00064,42291613-00068,42291613-00073, 42291613-00074 and 42291613-00075. | PREMIER ENDOSCOPY | WELDON | PAKISTAN | WELDON | WI-445-004A | each | 1 | Offer 1 - WELDON (2 Year Guarantee) | 21 | 120.237
42291613-00073 | LARYNGOSCOPES | Laryngoscope Blade Miller; straight; Standard illumination Size 00 Stainless Steel Blade Length: 78mm Distall width: 9mm. The Laryngoscope Miller BLADE must be compatible to Laryngoscopes battery handles 42272018-00002 and 42272018-00003. Item 42272018-00002 and 42272018-00003 must be compatible with items 42291613-00047,42291613-00061,42291613-00062,42291613-00063,42291613-00064,42291613-00068,42291613-00073, 42291613-00074 and 42291613-00075. | UNICORE HOLDINGS (PTY) LTD | VITRA INTERNATIONAL | PAKISTAN | VITRA | VIT-1246 | Each | 10 | OFFER 1 | 7-10 DAYS (EX STOCK) | 137.54
42291613-00074 | LARYNGOSCOPES | Laryngoscope Macintosh Blade; standard illumination Stainless Steel Blade Size: 1 Length : 92mm Distal Width: 11mm. The Laryngoscope MACITOSH BLADE must be compatible to Laryngoscopes battery handles 42272018-00002 and 42272018-00003. Item 42272018-00002 and 42272018-00003 must be compatible with items 42291613-00047,42291613-00061,42291613-00062,42291613-00063,42291613-00064,42291613-00068,42291613-00073, 42291613-00074 and 42291613-00075. | NFR MEDICAL SUPPLIERS CC | ZARTAAS INDUSTRIES | PAKISTAN | ZARTAAS | SI083 | Each | 1 | 1 | 7 DAYS | 130
42291613-00074 | LARYNGOSCOPES | Laryngoscope Macintosh Blade; standard illumination Stainless Steel Blade Size: 1 Length : 92mm Distal Width: 11mm. The Laryngoscope MACITOSH BLADE must be compatible to Laryngoscopes battery handles 42272018-00002 and 42272018-00003. Item 42272018-00002 and 42272018-00003 must be compatible with items 42291613-00047,42291613-00061,42291613-00062,42291613-00063,42291613-00064,42291613-00068,42291613-00073, 42291613-00074 and 42291613-00075. | UNICORE HOLDINGS (PTY) LTD | VITRA INTERNATIONAL | PAKISTAN | VITRA | VIT-1247 | Each | 10 | OFFER 1 | 7-10 DAYS (EX STOCK) | 137.54
42291613-00074 | LARYNGOSCOPES | Laryngoscope Macintosh Blade; standard illumination Stainless Steel Blade Size: 1 Length : 92mm Distal Width: 11mm. The Laryngoscope MACITOSH BLADE must be compatible to Laryngoscopes battery handles 42272018-00002 and 42272018-00003. Item 42272018-00002 and 42272018-00003 must be compatible with items 42291613-00047,42291613-00061,42291613-00062,42291613-00063,42291613-00064,42291613-00068,42291613-00073, 42291613-00074 and 42291613-00075. | BIOCLIN SOLUTIONS CC | Durable Hospital | Pakistan | Durable | LARY-210 | Each | 1 | 1 | 30 | 155.71
42291613-00075 | LARYNGOSCOPES | Laryngoscope Macintosh Blade; standard illumination Stainless Steel Blade Size: 2 Length : 112mm Distal Width: 13mm. The Laryngoscope MACITOSH BLADE must be compatible to Laryngoscopes battery handles 42272018-00002 and 42272018-00003. T Item 42272018-00002 and 42272018-00003 must be compatible with items 42291613-00047,42291613-00061,42291613-00062,42291613-00063,42291613-00064,42291613-00068,42291613-00073, 42291613-00074 and 42291613-00075. | NFR MEDICAL SUPPLIERS CC | ZARTAAS INDUSTRIES | PAKISTAN | ZARTAAS | SI084 | Each | 1 | 1 | 7 DAYS | 130
42291613-00075 | LARYNGOSCOPES | Laryngoscope Macintosh Blade; standard illumination Stainless Steel Blade Size: 2 Length : 112mm Distal Width: 13mm. The Laryngoscope MACITOSH BLADE must be compatible to Laryngoscopes battery handles 42272018-00002 and 42272018-00003. T Item 42272018-00002 and 42272018-00003 must be compatible with items 42291613-00047,42291613-00061,42291613-00062,42291613-00063,42291613-00064,42291613-00068,42291613-00073, 42291613-00074 and 42291613-00075. | UNICORE HOLDINGS (PTY) LTD | VITRA INTERNATIONAL | PAKISTAN | VITRA | VIT-1248 | Each | 10 | OFFER 1 | 7-10 DAYS (EX STOCK) | 137.54
42291613-00075 | LARYNGOSCOPES | Laryngoscope Macintosh Blade; standard illumination Stainless Steel Blade Size: 2 Length : 112mm Distal Width: 13mm. The Laryngoscope MACITOSH BLADE must be compatible to Laryngoscopes battery handles 42272018-00002 and 42272018-00003. T Item 42272018-00002 and 42272018-00003 must be compatible with items 42291613-00047,42291613-00061,42291613-00062,42291613-00063,42291613-00064,42291613-00068,42291613-00073, 42291613-00074 and 42291613-00075. | MR FIRST AID (PTY) LTD | Vitra International | Pakistan | Trident | VIT-1248 | Each | 10 | 1 | 6-8 Weeks | 185
42291613-00076 | BLADE | ROUND KNIFE, Length 17.5cm, diameter 3mm, angle 45 degrees, stainless steel, autoclavable. | NFR MEDICAL SUPPLIERS CC | ZARTAAS INDUSTRIES | PAKISTAN | ZARTAAS | SI085 | Each | 1 | 1 | 7 DAYS | 58
42291613-00076 | BLADE | ROUND KNIFE, Length 17.5cm, diameter 3mm, angle 45 degrees, stainless steel, autoclavable. | TECMED (PTY) LTD | Care and Cure Surgico | Pakistan | CCS | 01-155-17 RT | Each | One | SCALPEL tenotomes fig 20 | 28 - 42 days | 82.9818
42291613-00076 | BLADE | ROUND KNIFE, Length 17.5cm, diameter 3mm, angle 45 degrees, stainless steel, autoclavable. | PREMIER ENDOSCOPY | WELDON | PAKISTAN | WELDON | WI-780-010 | each | 1 | Offer 1 - WELDON (2 Year Guarantee) | 21 | 120.237
42291613-00077 | LARYNGOSCOPES | LARYNGOSCOPE BLADES WITH COMPATIBLE HANDLE, Blade size 00, Base to tip 36mm, inside/vertical 8mm | PREMIER ENDOSCOPY | WELDON | PAKISTAN | WELDON | WI-445-004 | each | 1 | Offer 1 - WELDON (2 Year Guarantee) | 21 | 120.237
42291613-00077 | LARYNGOSCOPES | LARYNGOSCOPE BLADES WITH COMPATIBLE HANDLE, Blade size 00, Base to tip 36mm, inside/vertical 8mm | MR FIRST AID (PTY) LTD | Vitra International | Pakistan | Trident | VIT-1251 | Each | 10 | 1 | 6-8 Weeks | 185
42291613-00077 | LARYNGOSCOPES | LARYNGOSCOPE BLADES WITH COMPATIBLE HANDLE, Blade size 00, Base to tip 36mm, inside/vertical 8mm | PREMIER ENDOSCOPY | XENAMED | PAKISTAN | XENAMED | XEN-HB 4203-000 | each | 1 | Offer 2 - XENAMED (5 Year Guarantee) | 21 | 190.3785
42291613-00078 | SCALPEL HANDLE | SCALPEL HANDLE POST-MORTEM Size: die cast Handle PM40 Blue Screw Type made of Diecast Metal | MIBA SNIPS CC T/A MEDEQUIP | Swann Morton Limited | England | Swann Morton | 2652 | Each | Each | Offer 1 | 2 weeks | 185
42291614-00005 | SCISSORS | SCISSORS, DISSECTING, MAYO Straight Blunt/blunt blades Tungsten Carbide Inserts Stainless steel Length: 170 mm Autoclavable, | THOGWA MEDICALS AND PHARMACEUTICALS (PTY) LTD | BIBI SURGICAL INDUSTRY | SKT | BIBI | BB5420116 | Each | 2 | N/A | 15-20 days | 100.5
42291614-00005 | SCISSORS | SCISSORS, DISSECTING, MAYO Straight Blunt/blunt blades Tungsten Carbide Inserts Stainless steel Length: 170 mm Autoclavable, | ALOE MEDICAL SUPPLIES (PTY) LTD | FOREIGNER INSTRUMENTS | PAKISTAN | FOREIGNER INSTRUMENTS | FI-51-134-17 | Each | 50 | 50 | 30 days | 127.945
42291614-00005 | SCISSORS | SCISSORS, DISSECTING, MAYO Straight Blunt/blunt blades Tungsten Carbide Inserts Stainless steel Length: 170 mm Autoclavable, | UNICORE HOLDINGS (PTY) LTD | VITRA INTERNATIONAL | PAKISTAN | VITRA | 10-7284 | Each | 10 | OFFER 1 | 7-10 DAYS (EX STOCK) | 173.3
42291614-00006 | SCISSORS | SCISSORS, DISSECTING, McINDOE / METZENBAUM Curved on flat Stainless steel Length: 180 mm Autoclavable, | THOGWA MEDICALS AND PHARMACEUTICALS (PTY) LTD | BIBI SURGICAL INDUSTRY | SKT | BIBI | BB5420117 | Each | 2 | N/A | 15-20 days | 44
42291614-00006 | SCISSORS | SCISSORS, DISSECTING, McINDOE / METZENBAUM Curved on flat Stainless steel Length: 180 mm Autoclavable, | PREMIER ENDOSCOPY | WELDON | PAKISTAN | WELDON | WI-033-100 | each | 1 | Offer 1 - WELDON (2 Year Guarantee) | 21 | 44.2845
42291614-00006 | SCISSORS | SCISSORS, DISSECTING, McINDOE / METZENBAUM Curved on flat Stainless steel Length: 180 mm Autoclavable, | K3 MEDICAL (PTY) LTD. | FHQ TRADING CO. LTD. | PAKISTAN | K3M | K3M182 | Each | 1 | 1 | 30 DAYS | 55.8692
42291614-00007 | SCISSORS | SCISSORS, DISSECTING, McINDOE / METZENBAUM Curved on flat TUNGSTEN CARBIDE INSERTS Stainless steel Length: 180 mm Autoclavable, | UNICORE HOLDINGS (PTY) LTD | VITRA INTERNATIONAL | PAKISTAN | VITRA | 10-7286 | Each | 10 | OFFER 1 | 7-10 DAYS (EX STOCK) | 173.3
42291614-00007 | SCISSORS | SCISSORS, DISSECTING, McINDOE / METZENBAUM Curved on flat TUNGSTEN CARBIDE INSERTS Stainless steel Length: 180 mm Autoclavable, | TARA HEALTHCARE (PTY) LTD | HDF Medical | Pakistan | Reignment | Reign097 | Each | 10 | Offer 1 | 30 Days | 188.5
42291614-00007 | SCISSORS | SCISSORS, DISSECTING, McINDOE / METZENBAUM Curved on flat TUNGSTEN CARBIDE INSERTS Stainless steel Length: 180 mm Autoclavable, | ZWANGA TOR ( PTY) LTD | MAQ Surgical (pty) Ltd | Pakistan & RSA | MAQ | 02-00796 | Each | 1 case | 1 | 21Days | 232.65
42291614-00008 | SCISSORS | SCISSORS, DISSECTING, METZENBAUM Straight Blunt/blunt blades TUNGSTEN CARBIDE INSERTS Length: 200 mm Autoclavable, | ALOE MEDICAL SUPPLIES (PTY) LTD | FOREIGNER INSTRUMENTS | PAKISTAN | FOREIGNER INSTRUMENTS | FI-51-256-20 | Each | 50 | 50 | 30 days | 134.8511
42291614-00008 | SCISSORS | SCISSORS, DISSECTING, METZENBAUM Straight Blunt/blunt blades TUNGSTEN CARBIDE INSERTS Length: 200 mm Autoclavable, | TARA HEALTHCARE (PTY) LTD | HDF Medical | Pakistan | Reignment | Reign098 | Each | 10 | Offer 1 | 30 Days | 190.33
42291614-00008 | SCISSORS | SCISSORS, DISSECTING, METZENBAUM Straight Blunt/blunt blades TUNGSTEN CARBIDE INSERTS Length: 200 mm Autoclavable, | ZWANGA TOR ( PTY) LTD | MAQ Surgical (pty) Ltd | Pakistan & RSA | MAQ | 02-00791 | Each | 1 case | 1 | 21Days | 232.65
42291614-00009 | SCISSORS | SCISSORS, EPISIOTOMY BRAUN-STADLER Stainless steel Angled to side Blunt/blunt blades Length: 150 mm Autoclavable, | ACCESS MEDICAL (PTY) LTD | DARLEYS SURGICAL CO. | PAKISTAN | ACCESS / DARLEYS | 614009 | Each | 10 | 1 | 14 | 38.1363
42291614-00009 | SCISSORS | SCISSORS, EPISIOTOMY BRAUN-STADLER Stainless steel Angled to side Blunt/blunt blades Length: 150 mm Autoclavable, | PREMIER ENDOSCOPY | WELDON | PAKISTAN | WELDON | WI-041-002A | each | 1 | Offer 1 - WELDON (2 Year Guarantee) | 21 | 44.382
42291614-00009 | SCISSORS | SCISSORS, EPISIOTOMY BRAUN-STADLER Stainless steel Angled to side Blunt/blunt blades Length: 150 mm Autoclavable, | ALOE MEDICAL SUPPLIES (PTY) LTD | FOREIGNER INSTRUMENTS | PAKISTAN | FOREIGNER INSTRUMENTS | FI-07-140-15 | Each | 50 | 50 | 30 days | 47.2524
42291614-00010 | SCISSORS | SCISSORS, GENERAL, SURGICAL (STANDARD PATTERN) Screw joint Straight One sharp pointed/one blunt blade Stainless steel Length: 130 mm Autoclavable, | ACCESS MEDICAL (PTY) LTD | DARLEYS SURGICAL CO. | PAKISTAN | ACCESS / DARLEYS | 614010 | Each | 10 | 1 | 14 | 27.2402
42291614-00010 | SCISSORS | SCISSORS, GENERAL, SURGICAL (STANDARD PATTERN) Screw joint Straight One sharp pointed/one blunt blade Stainless steel Length: 130 mm Autoclavable, | PREMIER ENDOSCOPY | WELDON | PAKISTAN | WELDON | WI-020-011 | each | 5 | Offer 1 - WELDON (2 Year Guarantee) | 21 | 30.1567
42291614-00010 | SCISSORS | SCISSORS, GENERAL, SURGICAL (STANDARD PATTERN) Screw joint Straight One sharp pointed/one blunt blade Stainless steel Length: 130 mm Autoclavable, | BIOCLIN SOLUTIONS CC | Durable Hospital | Pakistan | Durable | INST-243 | Each | 1 | 1 | 42 | 31.28
42291614-00011 | SCISSORS | SCISSORS, SUTURE, HEATH Screw joint, double straight shanks Sharp/sharp blade Length: 150 mm. Autoclavable, Stainless steel, matte finish . & ISO13485 | THOGWA MEDICALS AND PHARMACEUTICALS (PTY) LTD | BIBI SURGICAL INDUSTRY | SKT | BIBI | BB5420122 | Each | 2 | N/A | 15-20 days | 31.4
42291614-00011 | SCISSORS | SCISSORS, SUTURE, HEATH Screw joint, double straight shanks Sharp/sharp blade Length: 150 mm. Autoclavable, Stainless steel, matte finish . & ISO13485 | TARA HEALTHCARE (PTY) LTD | HDF Medical | Pakistan | Reignment | Reign101 | Each | 10 | Offer 1 | 30 Days | 52.5
42291614-00012 | SCISSORS | SCISSORS, SUTURE, LITTAUER Straight, screw joint Fine hook end on one blade, other blade end blunt Length: 140 mm,Stainless steel, matte finish Autoclavable, | PREMIER ENDOSCOPY | WELDON | PAKISTAN | WELDON | WI-046-003 | each | 5 | Offer 1 - WELDON (2 Year Guarantee) | 21 | 36.3675
42291614-00012 | SCISSORS | SCISSORS, SUTURE, LITTAUER Straight, screw joint Fine hook end on one blade, other blade end blunt Length: 140 mm,Stainless steel, matte finish Autoclavable, | ALOE MEDICAL SUPPLIES (PTY) LTD | FOREIGNER INSTRUMENTS | PAKISTAN | FOREIGNER INSTRUMENTS | FI-07-224-14 | Each | 50 | 50 | 30 days | 40.3463
42291614-00012 | SCISSORS | SCISSORS, SUTURE, LITTAUER Straight, screw joint Fine hook end on one blade, other blade end blunt Length: 140 mm,Stainless steel, matte finish Autoclavable, | BIOCLIN SOLUTIONS CC | Durable Hospital | Pakistan | Durable | INST-960 | Each | 1 | 1 | 42 | 40.94
42291614-00014 | SCISSORS | SCISSORS, LITTLER Screw joint Dissecting scissors tips with eye for suture Length: 120 mm Autoclavable Stainless Steel & | PREMIER ENDOSCOPY | WELDON | PAKISTAN | WELDON | WI-045-018A | each | 1 | Offer 1 - WELDON (2 Year Guarantee) | 21 | 40.1212
42291614-00014 | SCISSORS | SCISSORS, LITTLER Screw joint Dissecting scissors tips with eye for suture Length: 120 mm Autoclavable Stainless Steel & | UNICORE HOLDINGS (PTY) LTD | VITRA INTERNATIONAL | PAKISTAN | VITRA | 10-7330 | Each | 10 | OFFER 1 | 7-10 DAYS (EX STOCK) | 66.63
42291614-00014 | SCISSORS | SCISSORS, LITTLER Screw joint Dissecting scissors tips with eye for suture Length: 120 mm Autoclavable Stainless Steel & | TECMED (PTY) LTD | Care and Cure Surgico | Pakistan | CCS | 02-281-11 RT | Each | One | LITTLER delicate scissors, dissecting scissors tips with eye for suture, 11.5cm | 28 - 42 days | 70.2702
42291614-00015 | SCISSORS | SCISSORS, DISSECTING, MAYO Curved on flat, rounded blades Hardened edges Stainless steel Length: 170 mm Autoclavable | PREMIER ENDOSCOPY | WELDON | PAKISTAN | WELDON | WI-026-052 | each | 1 | Offer 1 - WELDON (2 Year Guarantee) | 21 | 44.0895
42291614-00015 | SCISSORS | SCISSORS, DISSECTING, MAYO Curved on flat, rounded blades Hardened edges Stainless steel Length: 170 mm Autoclavable | ALOE MEDICAL SUPPLIES (PTY) LTD | FOREIGNER INSTRUMENTS | PAKISTAN | FOREIGNER INSTRUMENTS | FI-07-135-17 | Each | 50 | 50 | 30 days | 53.795
42291614-00015 | SCISSORS | SCISSORS, DISSECTING, MAYO Curved on flat, rounded blades Hardened edges Stainless steel Length: 170 mm Autoclavable | BIOCLIN SOLUTIONS CC | Durable Hospital | Pakistan | Durable | INST-184 | Each | 1 | 1 | 42 | 55.66
42291614-00016 | SCISSORS | SCISSORS, DISSECTING, MAYO Curved on flat, rounded blades Tungstein Carbide Inserts Stainless steel Length: 170 mm Autoclavable, | ALOE MEDICAL SUPPLIES (PTY) LTD | FOREIGNER INSTRUMENTS | PAKISTAN | FOREIGNER INSTRUMENTS | FI-51-135-17 | Each | 50 | 50 | 30 days | 127.945
42291614-00016 | SCISSORS | SCISSORS, DISSECTING, MAYO Curved on flat, rounded blades Tungstein Carbide Inserts Stainless steel Length: 170 mm Autoclavable, | UNICORE HOLDINGS (PTY) LTD | VITRA INTERNATIONAL | PAKISTAN | VITRA | 10-7282 | Each | 10 | OFFER 1 | 7-10 DAYS (EX STOCK) | 173.3
42291614-00016 | SCISSORS | SCISSORS, DISSECTING, MAYO Curved on flat, rounded blades Tungstein Carbide Inserts Stainless steel Length: 170 mm Autoclavable, | ZWANGA TOR ( PTY) LTD | MAQ Surgical (pty) Ltd | Pakistan & RSA | MAQ | 02-070780 | Each | 1 case | 1 | 21Days | 177.26
42291614-00017 | SCISSORS | SCISSORS, DISSECTING, MAYO Straight Blunt/blunt blades Stainless steel Length: 170 mm Autoclavable, | PREMIER ENDOSCOPY | WELDON | PAKISTAN | WELDON | WI-026-048 | each | 1 | Offer 1 - WELDON (2 Year Guarantee) | 21 | 44.187
42291614-00017 | SCISSORS | SCISSORS, DISSECTING, MAYO Straight Blunt/blunt blades Stainless steel Length: 170 mm Autoclavable, | ALOE MEDICAL SUPPLIES (PTY) LTD | FOREIGNER INSTRUMENTS | PAKISTAN | FOREIGNER INSTRUMENTS | FI-07-134-17 | Each | 50 | 50 | 30 days | 53.795
42291614-00017 | SCISSORS | SCISSORS, DISSECTING, MAYO Straight Blunt/blunt blades Stainless steel Length: 170 mm Autoclavable, | BIOCLIN SOLUTIONS CC | Durable Hospital | Pakistan | Durable | INST-453 | Each | 1 | 1 | 42 | 55.66
42291614-00018 | SCISSORS | SCISSORS, UMBILICAL, American(USA) pattern, Screw joint Stainless steel Autoclavable Blunt/blunt blades Length: 120 mm | ALOE MEDICAL SUPPLIES (PTY) LTD | FOREIGNER INSTRUMENTS | PAKISTAN | FOREIGNER INSTRUMENTS | FI-07-231-12 | Each | 50 | 50 | 30 days | 29.4419
42291614-00018 | SCISSORS | SCISSORS, UMBILICAL, American(USA) pattern, Screw joint Stainless steel Autoclavable Blunt/blunt blades Length: 120 mm | ACCESS MEDICAL (PTY) LTD | DARLEYS SURGICAL CO. | PAKISTAN | ACCESS / DARLEYS | 614018 | Each | 10 | 1 | 14 | 39.4983
42291614-00018 | SCISSORS | SCISSORS, UMBILICAL, American(USA) pattern, Screw joint Stainless steel Autoclavable Blunt/blunt blades Length: 120 mm | PREMIER ENDOSCOPY | WELDON | PAKISTAN | WELDON | WI-042-001 | each | 1 | Offer 1 - WELDON (2 Year Guarantee) | 21 | 40.1797
42291615-00000 | BLADE | SHEARS, PLASTER, STILLE (LORENZ) Serrated blades Type: Heavy duty Length: 370 mm Stainless steel Autoclavable | ALOE MEDICAL SUPPLIES (PTY) LTD | FOREIGNER INSTRUMENTS | PAKISTAN | FOREIGNER INSTRUMENTS | FI-34-209-37 | Each | 50 | 50 | 30 days | 538.3139
42291615-00000 | BLADE | SHEARS, PLASTER, STILLE (LORENZ) Serrated blades Type: Heavy duty Length: 370 mm Stainless steel Autoclavable | SUPRA HEALTHCARE JOHANNESBURG PTY LTD | EUROMED INDUSTRIES | PAKISTAN | EUROMED | DEV-3142 | Each | Each | Offer 1 | 21 days thereafter 7 days | 791.1104
42291615-00000 | BLADE | SHEARS, PLASTER, STILLE (LORENZ) Serrated blades Type: Heavy duty Length: 370 mm Stainless steel Autoclavable | TARA HEALTHCARE (PTY) LTD | HDF Medical | Pakistan | Reignment | Reign108 | Each | 10 | Offer 1 | 30 Days | 816.37
42291615-00001 | BLADE | SHEARS, PLASTER, SUETIN Blades angled laterally Probe end on lower blade Single spring handle Stainless steel Length: 230 mm Autoclavable | TARA HEALTHCARE (PTY) LTD | HDF Medical | Pakistan | Reignment | Reign109 | Each | 10 | Offer 1 | 30 Days | 123.68
42291615-00002 | BLADE | SHEARS, RIB Plain Stainless steel Length: 220 mm Autoclavable, | SUPRA HEALTHCARE JOHANNESBURG PTY LTD | EUROMED INDUSTRIES | PAKISTAN | EUROMED | DEV-3144 | Each | Each | Offer 1 | 21 days thereafter 7 days | 117.7715
42291615-00003 | BLADE | SHEARS, RIB CUTTING, TUDOR-EDWARDS Double action Stainless steel Length: 255 mm Autoclavable, | SUPRA HEALTHCARE JOHANNESBURG PTY LTD | EUROMED INDUSTRIES | PAKISTAN | EUROMED | DEV-3145 | Each | Each | Offer 1 | 21 days thereafter 7 days | 48.9929
42291615-00004 | BLADE | SHEARS, RIB, GIERTZ-STILLE Guillotine action, single action Stainless steel Screw joint Length: 260 mm Autoclavable, | SUPRA HEALTHCARE JOHANNESBURG PTY LTD | EUROMED INDUSTRIES | PAKISTAN | EUROMED | DEV-3146 | Each | Each | Offer 1 | 21 days thereafter 7 days | 53.0757
42291616-00000 | SAW | TONSIL SNARE, EVES Without ratchet Stainless Steel Length: 280 mm Autoclavable, & | SUPRA HEALTHCARE JOHANNESBURG PTY LTD | EUROMED INDUSTRIES | PAKISTAN | EUROMED | DEV-3147 | Each | Each | Offer 1 | 21 days thereafter 7 days | 32.976
42291616-00001 | SAW | TONSIL SNARE EVES WIRE, 0.3mm X 40mm, stainless steel, Disposable. | PREMIER ENDOSCOPY | WELDON | PAKISTAN | WELDON | WI-441-003 | each | 100 | Offer 1 - WELDON (2 Year Guarantee) | 21 | 2.808
42291616-00002 | SAW | TONSIL SNARE EVES WIRE, 0.3mm X 50mm, stainless steel, Disposable. | PREMIER ENDOSCOPY | WELDON | PAKISTAN | WELDON | WI-441-003A | each | 100 | Offer 1 - WELDON (2 Year Guarantee) | 21 | 2.8275
42291621-00000 | SAW | FINGER RING SAW Box joint Stainless steel Complete with removable blade, Blade diameter 20mm Autoclavable, metal cutting mechanism for blade Length 170 mm, Mut be compatable with ITEM 42291709-00005 | UNICORE HOLDINGS (PTY) LTD | VITRA INTERNATIONAL | PAKISTAN | VITRA | 10-7277 | Each | 10 | OFFER 1 | 7-10 DAYS (EX STOCK) | 66.94
42291621-00000 | SAW | FINGER RING SAW Box joint Stainless steel Complete with removable blade, Blade diameter 20mm Autoclavable, metal cutting mechanism for blade Length 170 mm, Mut be compatable with ITEM 42291709-00005 | MORGAN PILLAY SURGICAL MANUFACTURERS | VITRA INTERNATIONAL | PAKISTAN | VITRA | 10-7277 | Each | 10 | OFFER 01 | 15-21 DAYS | 96.922
42291621-00000 | SAW | FINGER RING SAW Box joint Stainless steel Complete with removable blade, Blade diameter 20mm Autoclavable, metal cutting mechanism for blade Length 170 mm, Mut be compatable with ITEM 42291709-00005 | PREMIER ENDOSCOPY | WELDON | PAKISTAN | WELDON | WI-199-005 | each | 1 | Offer 1 - WELDON (2 Year Guarantee) | 21 | 120.3637
42291632-00000 | SCALPEL HANDLE | PM 40 HANDLE Heavy duty screw fitting To be used with PM 40 Blades Handles to be used with PM 40 blade | NATIONAL MEDICAL SUPPLIES | UAMED SURGICAL | SAILKOT | NMS PRECISION | NMS142 | Each | 1 | 1 | EX STOCK OR 21 DAYS | 600
42291632-00000 | SCALPEL HANDLE | PM 40 HANDLE Heavy duty screw fitting To be used with PM 40 Blades Handles to be used with PM 40 blade | MIBA SNIPS CC T/A MEDEQUIP | Swann Morton Limited | England | Swann Morton | 2650 | Each | Each | Offer 1 | 2 weeks | 1030
42291632-00001 | BLADE | SKIN GRAFT BLADE HANDLE HUMBY;adjustable from 0.1 to 2.0mm skin thickness, Complete with 2 skin fixing plates and one blade, length 320mm, stainless steel, autoclavable, & | TARA HEALTHCARE (PTY) LTD | HDF Medical | Pakistan | Reignment | Reign117 | Each | 10 | Offer 1 | 30 Days | 282.5
42291632-00002 | BLADE | Skin fixing plate, Metal, Dimensions 10cm X 5cm X 8cm X 4cm, Autoclavable. | TECMED (PTY) LTD | Care and Cure Surgico | Pakistan | CCS | 06-448-13 RT | Each | One | Skin fixing plate, Metal, Dimensions 10cm X 5cm X 8cm X 4cm | 28 - 42 days | 67.5279
42291632-00002 | BLADE | Skin fixing plate, Metal, Dimensions 10cm X 5cm X 8cm X 4cm, Autoclavable. | ACCESS MEDICAL (PTY) LTD | DARLEYS SURGICAL CO. | PAKISTAN | ACCESS / DARLEYS | 632002 | Each | 10 | 1 | 14 | 104.2233
42291709-00003 | SAW | SAW WIRE, GIGLI Length: 30 cm Pack: 10 per cartoon | ALOE MEDICAL SUPPLIES (PTY) LTD | FOREIGNER INSTRUMENTS | PAKISTAN | FOREIGNER INSTRUMENTS | FI-30-124-30 | Each | 50 | 50 | 30 days | 25.4436
42291709-00003 | SAW | SAW WIRE, GIGLI Length: 30 cm Pack: 10 per cartoon | ACCESS MEDICAL (PTY) LTD | DARLEYS SURGICAL CO. | PAKISTAN | ACCESS / DARLEYS | 709003 | Each | 10 | 1 | 14 | 39.0838
42291709-00003 | SAW | SAW WIRE, GIGLI Length: 30 cm Pack: 10 per cartoon | NATIONAL MEDICAL SUPPLIES | UAMED SURGICAL | SAILKOT | NMS PRECISION | NMS145 | Each | 1 | 1 | EX STOCK OR 21 DAYS | 460
42291709-00005 | SAW | FINGER RING SAW, BLADE Blade diameter: 20mm Accessory for item 42291621-00000 Mut be compatable with ITEM 42291621-00000 | UNICORE HOLDINGS (PTY) LTD | VITRA INTERNATIONAL | PAKISTAN | VITRA | 10-7278 | Each | 10 | OFFER 1 | 7-10 DAYS (EX STOCK) | 28.73
42291709-00005 | SAW | FINGER RING SAW, BLADE Blade diameter: 20mm Accessory for item 42291621-00000 Mut be compatable with ITEM 42291621-00000 | MORGAN PILLAY SURGICAL MANUFACTURERS | VITRA INTERNATIONAL | PAKISTAN | VITRA | 10-7278 | Each | 10 | OFFER 01 | 15-21 DAYS | 41.538
42291709-00005 | SAW | FINGER RING SAW, BLADE Blade diameter: 20mm Accessory for item 42291621-00000 Mut be compatable with ITEM 42291621-00000 | PREMIER ENDOSCOPY | XENAMED | PAKISTAN | XENAMED | XEN-FO901R | each | 1 | Offer 2 - XENAMED (5 Year Guarantee) | 21 | 46.0883
42291711-00000 | ANEURYSM NEEDLE | ANEURYSM NEEDLE, DUPUYTREN Curved to the right Stainless Steel Length: 170 mm -180 mm Autoclavable, and | INALA MEDICAL SUPPLIES | MODERN SURGICAL Corp CE | PAKISTAN | MODERN CE | 36-118-22 | EACH | N/A | YES | 30 DAYS | 68.71
42291711-00000 | ANEURYSM NEEDLE | ANEURYSM NEEDLE, DUPUYTREN Curved to the right Stainless Steel Length: 170 mm -180 mm Autoclavable, and | BIOCLIN SOLUTIONS CC | Durable Hospital | Pakistan | Durable | INST-627 | Each | 1 | 1 | 42 | 70.61
42291711-00000 | ANEURYSM NEEDLE | ANEURYSM NEEDLE, DUPUYTREN Curved to the right Stainless Steel Length: 170 mm -180 mm Autoclavable, and | NATIONAL MEDICAL SUPPLIES | UAMED SURGICAL | SAILKOT | NMS PRECISION | NMS147 | Each | 1 | 1 | EX STOCK OR 21 DAYS | 86
42291711-00001 | ANEURYSM NEEDLE | ANEURYSM NEEDLE COOPER Curved to the left Stainless Steel Length: 175 mm Autoclavable, and | INALA MEDICAL SUPPLIES | MODERN SURGICAL Corp CE | PAKISTAN | MODERN CE | 22-320-17 | EACH | N/A | YES | 30 DAYS | 68.71
42291711-00001 | ANEURYSM NEEDLE | ANEURYSM NEEDLE COOPER Curved to the left Stainless Steel Length: 175 mm Autoclavable, and | NFR MEDICAL SUPPLIERS CC | ZARTAAS INDUSTRIES | PAKISTAN | ZARTAAS | SI115 | Each | 1 | 1 | 7 DAYS | 72
42291711-00001 | ANEURYSM NEEDLE | ANEURYSM NEEDLE COOPER Curved to the left Stainless Steel Length: 175 mm Autoclavable, and | MR FIRST AID (PTY) LTD | MAQ Surgical | Pakistan | MAQ | 04-01465 | Each | 20 | 1 | 6-8 Weeks | 96
42291713-00000 | NEEDLE HOLDER | NEEDLE HOLDER COMBINED WITH SUTURE SCISSORS, GILLIES Screw joint Tungsten Carbide Jaw Inserts Light weight Stainless steel Type: For right hand use Length: 160mm Autoclavable, | UNICORE HOLDINGS (PTY) LTD | VITRA INTERNATIONAL | PAKISTAN | VITRA | 10-7232 | Each | 10 | OFFER 1 | 7-10 DAYS (EX STOCK) | 135.1
42291713-00000 | NEEDLE HOLDER | NEEDLE HOLDER COMBINED WITH SUTURE SCISSORS, GILLIES Screw joint Tungsten Carbide Jaw Inserts Light weight Stainless steel Type: For right hand use Length: 160mm Autoclavable, | ACCESS MEDICAL (PTY) LTD | DARLEYS SURGICAL CO. | PAKISTAN | ACCESS / DARLEYS | 713000 | Each | 10 | 1 | 14 | 149.8211
42291713-00000 | NEEDLE HOLDER | NEEDLE HOLDER COMBINED WITH SUTURE SCISSORS, GILLIES Screw joint Tungsten Carbide Jaw Inserts Light weight Stainless steel Type: For right hand use Length: 160mm Autoclavable, | MORGAN PILLAY SURGICAL MANUFACTURERS | VITRA INTERNATIONAL | PAKISTAN | VITRA | 10-7232 | Each | 10 | OFFER 01 | 15-21 DAYS | 166.152
42291713-00001 | NEEDLE HOLDER | NEEDLE HOLDER, CRILE-WOOD Box joint Tungsten Carbide Jaw Inserts Stainless steel Length: 150mm Autoclavable, | THOGWA MEDICALS AND PHARMACEUTICALS (PTY) LTD | BIBI SURGICAL INDUSTRY | SKT | BIBI | BB5420146 | Each | 2 | N/A | 15-20 days | 100.5
42291713-00001 | NEEDLE HOLDER | NEEDLE HOLDER, CRILE-WOOD Box joint Tungsten Carbide Jaw Inserts Stainless steel Length: 150mm Autoclavable, | ACCESS MEDICAL (PTY) LTD | DARLEYS SURGICAL CO. | PAKISTAN | ACCESS / DARLEYS | 713001 | Each | 10 | 1 | 14 | 114.4088
42291713-00001 | NEEDLE HOLDER | NEEDLE HOLDER, CRILE-WOOD Box joint Tungsten Carbide Jaw Inserts Stainless steel Length: 150mm Autoclavable, | UNICORE HOLDINGS (PTY) LTD | VITRA INTERNATIONAL | PAKISTAN | VITRA | 10-7233 | Each | 10 | OFFER 1 | 7-10 DAYS (EX STOCK) | 152.83
42291713-00002 | NEEDLE HOLDER | NEEDLE HOLDER, CRILE-WOOD Box joint Tungsten Carbide Jaw Inserts Stainless steel Length: 180mm Autoclavable, | ALOE MEDICAL SUPPLIES (PTY) LTD | FOREIGNER INSTRUMENTS | PAKISTAN | FOREIGNER INSTRUMENTS | FI-55-192-18 | Each | 50 | 50 | 30 days | 134.4876
42291713-00002 | NEEDLE HOLDER | NEEDLE HOLDER, CRILE-WOOD Box joint Tungsten Carbide Jaw Inserts Stainless steel Length: 180mm Autoclavable, | TARA HEALTHCARE (PTY) LTD | HDF Medical | Pakistan | Reignment | Reign125 | Each | 10 | Offer 1 | 30 Days | 170.74
42291713-00002 | NEEDLE HOLDER | NEEDLE HOLDER, CRILE-WOOD Box joint Tungsten Carbide Jaw Inserts Stainless steel Length: 180mm Autoclavable, | NATIONAL MEDICAL SUPPLIES | UAMED SURGICAL | SAILKOT | NMS PRECISION | NMS151 | Each | 1 | 1 | EX STOCK OR 21 DAYS | 270
42291713-00003 | NEEDLE HOLDER | NEEDLE HOLDER, CRILE-WOOD Box joint Tungsten Carbide Jaw Inserts Stainless steel Length: 200mm Autoclavable, | ALOE MEDICAL SUPPLIES (PTY) LTD | FOREIGNER INSTRUMENTS | PAKISTAN | FOREIGNER INSTRUMENTS | FI-55-192-20 | Each | 50 | 50 | 30 days | 147.9364
42291713-00003 | NEEDLE HOLDER | NEEDLE HOLDER, CRILE-WOOD Box joint Tungsten Carbide Jaw Inserts Stainless steel Length: 200mm Autoclavable, | SUPRA HEALTHCARE JOHANNESBURG PTY LTD | EUROMED INDUSTRIES | PAKISTAN | EUROMED | DEV-3161 | Each | Each | Offer 1 | 21 days thereafter 7 days | 175.8721
42291713-00003 | NEEDLE HOLDER | NEEDLE HOLDER, CRILE-WOOD Box joint Tungsten Carbide Jaw Inserts Stainless steel Length: 200mm Autoclavable, | TARA HEALTHCARE (PTY) LTD | HDF Medical | Pakistan | Reignment | Reign126 | Each | 10 | Offer 1 | 30 Days | 241.35
42291713-00004 | NEEDLE HOLDER | NEEDLE HOLDER, DERF Box joint Tungsten Carbide Jaw Inserts Stainless steel Length: 125 mm Autoclavable, | THOGWA MEDICALS AND PHARMACEUTICALS (PTY) LTD | BIBI SURGICAL INDUSTRY | SKT | BIBI | BB5420149 | Each | 2 | N/A | 15-20 days | 100.5
42291713-00004 | NEEDLE HOLDER | NEEDLE HOLDER, DERF Box joint Tungsten Carbide Jaw Inserts Stainless steel Length: 125 mm Autoclavable, | ACCESS MEDICAL (PTY) LTD | DARLEYS SURGICAL CO. | PAKISTAN | ACCESS / DARLEYS | 713004 | Each | 10 | 1 | 14 | 108.9608
42291713-00004 | NEEDLE HOLDER | NEEDLE HOLDER, DERF Box joint Tungsten Carbide Jaw Inserts Stainless steel Length: 125 mm Autoclavable, | UNICORE HOLDINGS (PTY) LTD | VITRA INTERNATIONAL | PAKISTAN | VITRA | 10-7236 | Each | 10 | OFFER 1 | 7-10 DAYS (EX STOCK) | 133.87
42291713-00005 | NEEDLE HOLDER | NEEDLE HOLDER, KILNER Box joint Tungsten Carbide Jaw Inserts Stainless steel Length: 135 mm Autoclavable, | THOGWA MEDICALS AND PHARMACEUTICALS (PTY) LTD | BIBI SURGICAL INDUSTRY | SKT | BIBI | BB5420150 | Each | 2 | N/A | 15-20 days | 100.5
42291713-00005 | NEEDLE HOLDER | NEEDLE HOLDER, KILNER Box joint Tungsten Carbide Jaw Inserts Stainless steel Length: 135 mm Autoclavable, | UNICORE HOLDINGS (PTY) LTD | VITRA INTERNATIONAL | PAKISTAN | VITRA | 10-7237 | Each | 10 | OFFER 1 | 7-10 DAYS (EX STOCK) | 133.87
42291713-00005 | NEEDLE HOLDER | NEEDLE HOLDER, KILNER Box joint Tungsten Carbide Jaw Inserts Stainless steel Length: 135 mm Autoclavable, | ZWANGA TOR ( PTY) LTD | MAQ Surgical (pty) Ltd | Pakistan & RSA | MAQ | 04-01527/13 | Each | 1 case | 1 | 21Days | 177.26
42291713-00006 | NEEDLE HOLDER | NEEDLE HOLDER, MAYO-HEGAR Box joint Tungsten Carbide Jaw Inserts Stainless steel Length: 150 mm Autoclavable, | ACCESS MEDICAL (PTY) LTD | DARLEYS SURGICAL CO. | PAKISTAN | ACCESS / DARLEYS | 713006 | Each | 10 | 1 | 14 | 114.4088
42291713-00006 | NEEDLE HOLDER | NEEDLE HOLDER, MAYO-HEGAR Box joint Tungsten Carbide Jaw Inserts Stainless steel Length: 150 mm Autoclavable, | TARA HEALTHCARE (PTY) LTD | HDF Medical | Pakistan | Reignment | Reign129 | Each | 10 | Offer 1 | 30 Days | 160.83
42291713-00006 | NEEDLE HOLDER | NEEDLE HOLDER, MAYO-HEGAR Box joint Tungsten Carbide Jaw Inserts Stainless steel Length: 150 mm Autoclavable, | ZWANGA TOR ( PTY) LTD | MAQ Surgical (pty) Ltd | Pakistan & RSA | MAQ | 04-01480 | Each | 1 case | 1 | 21Days | 167.3
42291713-00007 | NEEDLE HOLDER | NEEDLE HOLDER, MAYO-HEGAR Box joint Tungsten Carbide Jaw Inserts Stainless steel Length: 180 mm Autoclavable, | ACCESS MEDICAL (PTY) LTD | DARLEYS SURGICAL CO. | PAKISTAN | ACCESS / DARLEYS | 713007 | Each | 10 | 1 | 14 | 128.8461
42291713-00007 | NEEDLE HOLDER | NEEDLE HOLDER, MAYO-HEGAR Box joint Tungsten Carbide Jaw Inserts Stainless steel Length: 180 mm Autoclavable, | TARA HEALTHCARE (PTY) LTD | HDF Medical | Pakistan | Reignment | Reign130 | Each | 10 | Offer 1 | 30 Days | 172.33
42291713-00007 | NEEDLE HOLDER | NEEDLE HOLDER, MAYO-HEGAR Box joint Tungsten Carbide Jaw Inserts Stainless steel Length: 180 mm Autoclavable, | UNICORE HOLDINGS (PTY) LTD | VITRA INTERNATIONAL | PAKISTAN | VITRA | 10-7239 | Each | 10 | OFFER 1 | 7-10 DAYS (EX STOCK) | 173.3
42291713-00008 | NEEDLE HOLDER | NEEDLE HOLDER, MAYO-HEGAR Box joint Tungsten Carbide Jaw Inserts Stainless steel Length: 200 mm Autoclavable, | TARA HEALTHCARE (PTY) LTD | HDF Medical | Pakistan | Reignment | Reign131 | Each | 10 | Offer 1 | 30 Days | 182.56
42291713-00008 | NEEDLE HOLDER | NEEDLE HOLDER, MAYO-HEGAR Box joint Tungsten Carbide Jaw Inserts Stainless steel Length: 200 mm Autoclavable, | ZWANGA TOR ( PTY) LTD | MAQ Surgical (pty) Ltd | Pakistan & RSA | MAQ | 04-01482 | Each | 1 case | 1 | 21Days | 222
42291713-00008 | NEEDLE HOLDER | NEEDLE HOLDER, MAYO-HEGAR Box joint Tungsten Carbide Jaw Inserts Stainless steel Length: 200 mm Autoclavable, | SUPRA HEALTHCARE JOHANNESBURG PTY LTD | EUROMED INDUSTRIES | PAKISTAN | EUROMED | DEV-3166 | Each | Each | Offer 1 | 21 days thereafter 7 days | 227.6916
42291713-00009 | NEEDLE HOLDER | NEEDLE HOLDER, THOMSON-WALKER/BOZEMANN Box joint Tungsten Carbide Jaw Inserts Stainless steel Length: 200 mm Autoclavable, | SUPRA HEALTHCARE JOHANNESBURG PTY LTD | EUROMED INDUSTRIES | PAKISTAN | EUROMED | DEV-3167 | Each | Each | Offer 1 | 21 days thereafter 7 days | 143.2101
42291713-00009 | NEEDLE HOLDER | NEEDLE HOLDER, THOMSON-WALKER/BOZEMANN Box joint Tungsten Carbide Jaw Inserts Stainless steel Length: 200 mm Autoclavable, | ALOE MEDICAL SUPPLIES (PTY) LTD | FOREIGNER INSTRUMENTS | PAKISTAN | FOREIGNER INSTRUMENTS | FI-55-418-20 | Each | 50 | 50 | 30 days | 161.3851
42291713-00009 | NEEDLE HOLDER | NEEDLE HOLDER, THOMSON-WALKER/BOZEMANN Box joint Tungsten Carbide Jaw Inserts Stainless steel Length: 200 mm Autoclavable, | TARA HEALTHCARE (PTY) LTD | HDF Medical | Pakistan | Reignment | Reign132 | Each | 10 | Offer 1 | 30 Days | 186.05
42291713-00010 | NEEDLE HOLDER | NEEDLE HOLDER, THOMSON-WALKER/BOZEMANN Box joint Tungsten Carbide Jaw Inserts Stainless steel Length: 230 mm Autoclavable, | SUPRA HEALTHCARE JOHANNESBURG PTY LTD | EUROMED INDUSTRIES | PAKISTAN | EUROMED | DEV-3168 | Each | Each | Offer 1 | 21 days thereafter 7 days | 146.0367
42291713-00010 | NEEDLE HOLDER | NEEDLE HOLDER, THOMSON-WALKER/BOZEMANN Box joint Tungsten Carbide Jaw Inserts Stainless steel Length: 230 mm Autoclavable, | UNICORE HOLDINGS (PTY) LTD | VITRA INTERNATIONAL | PAKISTAN | VITRA | 10-7242 | Each | 10 | OFFER 1 | 7-10 DAYS (EX STOCK) | 210.29
42291713-00010 | NEEDLE HOLDER | NEEDLE HOLDER, THOMSON-WALKER/BOZEMANN Box joint Tungsten Carbide Jaw Inserts Stainless steel Length: 230 mm Autoclavable, | MORGAN PILLAY SURGICAL MANUFACTURERS | VITRA INTERNATIONAL | PAKISTAN | VITRA | 10-7242 | Each | 10 | OFFER 01 | 15-21 DAYS | 304.612
42291713-00011 | NEEDLE HOLDER | NEEDLE HOLDER COMBINED WITH SUTURE SCISSORS, GILLIES Screw joint Tungsten Carbide Jaw Inserts Light weight Stainless steel Type: For left hand use Length: 160mm Autoclavable, | BEREA MEDICALS (PTY) LTD | Modern Surgical Corporation | Pakistan | Modern |  | Each | 150 |  | 14-21 Days | 333
42291713-00011 | NEEDLE HOLDER | NEEDLE HOLDER COMBINED WITH SUTURE SCISSORS, GILLIES Screw joint Tungsten Carbide Jaw Inserts Light weight Stainless steel Type: For left hand use Length: 160mm Autoclavable, | VURHENA HEALTH SERVICES ( PTY) LTD | Modern Surgical Corporation | Pakistan | Modern |  | Each | 100 |  | 14-21 days | 372.6
42291713-00011 | NEEDLE HOLDER | NEEDLE HOLDER COMBINED WITH SUTURE SCISSORS, GILLIES Screw joint Tungsten Carbide Jaw Inserts Light weight Stainless steel Type: For left hand use Length: 160mm Autoclavable, | BIOCLIN SOLUTIONS CC | Durable Hospital | Pakistan | Durable | INST-941L | Each | 1 | 1 | 42 | 420.9
42291805-00003 | FORCEPS | CLAMP, INTESTINAL, DOYEN, Straight, box joint Longitudinal 2 X 3 atraumatic serrations Stainless steel Length: 230 mm Autoclavable, | ALOE MEDICAL SUPPLIES (PTY) LTD | FOREIGNER INSTRUMENTS | PAKISTAN | FOREIGNER INSTRUMENTS | FI-23-264-23 | Each | 50 | 50 | 30 days | 114.4962
42291805-00003 | FORCEPS | CLAMP, INTESTINAL, DOYEN, Straight, box joint Longitudinal 2 X 3 atraumatic serrations Stainless steel Length: 230 mm Autoclavable, | PREMIER ENDOSCOPY | WELDON | PAKISTAN | WELDON | WI-335-004 | each | 1 | Offer 1 - WELDON (2 Year Guarantee) | 21 | 120.237
42291805-00003 | FORCEPS | CLAMP, INTESTINAL, DOYEN, Straight, box joint Longitudinal 2 X 3 atraumatic serrations Stainless steel Length: 230 mm Autoclavable, | SUPRA HEALTHCARE JOHANNESBURG PTY LTD | EUROMED INDUSTRIES | PAKISTAN | EUROMED | DEV-3170 | Each | Each | Offer 1 | 21 days thereafter 7 days | 199.4264
42291805-00004 | FORCEPS | CLAMP, INTESTINAL, DOYEN, Curved on flat, box joint, Longitudinal 2 X 3 atraumatic serrations. Stainless steel, Length: 230 mm Autoclavable | PREMIER ENDOSCOPY | WELDON | PAKISTAN | WELDON | WI-335-008 | each | 1 | Offer 1 - WELDON (2 Year Guarantee) | 21 | 120.2565
42291805-00004 | FORCEPS | CLAMP, INTESTINAL, DOYEN, Curved on flat, box joint, Longitudinal 2 X 3 atraumatic serrations. Stainless steel, Length: 230 mm Autoclavable | PREMIER ENDOSCOPY | XENAMED | PAKISTAN | XENAMED | XEN-EA131R | each | 1 | Offer 2 - XENAMED (5 Year Guarantee) | 21 | 204.4185
42291805-00004 | FORCEPS | CLAMP, INTESTINAL, DOYEN, Curved on flat, box joint, Longitudinal 2 X 3 atraumatic serrations. Stainless steel, Length: 230 mm Autoclavable | MORGAN PILLAY SURGICAL MANUFACTURERS | VITRA INTERNATIONAL | PAKISTAN | VITRA | 10-7131 | Each | 10 | OFFER 01 | 15-21 DAYS | 214.1803
42292302-00000 | SAW | CRIMP RING REMOVAL TOOL, 1.3cm X 1.9cm X 2.5cm, stainless steel, autoclavable. | THOGWA MEDICALS AND PHARMACEUTICALS (PTY) LTD | BIBI SURGICAL INDUSTRY | SKT | BIBI | BB5420159 | Each | 2 | N/A | 15-20 days | 12.5
42292502-00000 | HAMMER | ORTHOPEDIC HAMMER / MALLET, 190mm long, 750g hammer head, stainless steel, autoclavable. | ZWANGA TOR ( PTY) LTD | MAQ Surgical (pty) Ltd | Pakistan & RSA | MAQ | 07-01852 | Each | 1 case | 1 | 21Days | 242.82
42292502-00000 | HAMMER | ORTHOPEDIC HAMMER / MALLET, 190mm long, 750g hammer head, stainless steel, autoclavable. | ALOE MEDICAL SUPPLIES (PTY) LTD | FOREIGNER INSTRUMENTS | PAKISTAN | FOREIGNER INSTRUMENTS | FI-36-320-75 | Each | 50 | 50 | 30 days | 255.8899
42292502-00000 | HAMMER | ORTHOPEDIC HAMMER / MALLET, 190mm long, 750g hammer head, stainless steel, autoclavable. | TARA HEALTHCARE (PTY) LTD | HDF Medical | Pakistan | Reignment | Reign138 | Each | 10 | Offer 1 | 30 Days | 278.88
42292502-00001 | HAMMER | ORTHOPEDIC HAMMER / MALLET, 260mm long, 250g hammer head, stainless steel, autoclavable. | SUPRA HEALTHCARE JOHANNESBURG PTY LTD | EUROMED INDUSTRIES | PAKISTAN | EUROMED | DEV-3174 | Each | Each | Offer 1 | 21 days thereafter 7 days | 199.4264
42292502-00001 | HAMMER | ORTHOPEDIC HAMMER / MALLET, 260mm long, 250g hammer head, stainless steel, autoclavable. | ALOE MEDICAL SUPPLIES (PTY) LTD | FOREIGNER INSTRUMENTS | PAKISTAN | FOREIGNER INSTRUMENTS | FI-36-320-26 | Each | 50 | 50 | 30 days | 215.5436
42292502-00001 | HAMMER | ORTHOPEDIC HAMMER / MALLET, 260mm long, 250g hammer head, stainless steel, autoclavable. | NFR MEDICAL SUPPLIERS CC | ZARTAAS INDUSTRIES | PAKISTAN | ZARTAAS | SI131 | Each | 1 | 1 | 7 DAYS | 231
42292502-00002 | HAMMER | ORTHOPEDIC HAMMER / MALLET, 260mm long, 400g hammer head, stainless steel, autoclavable. | SUPRA HEALTHCARE JOHANNESBURG PTY LTD | EUROMED INDUSTRIES | PAKISTAN | EUROMED | DEV-3175 | Each | Each | Offer 1 | 21 days thereafter 7 days | 199.4264
42292502-00002 | HAMMER | ORTHOPEDIC HAMMER / MALLET, 260mm long, 400g hammer head, stainless steel, autoclavable. | ALOE MEDICAL SUPPLIES (PTY) LTD | FOREIGNER INSTRUMENTS | PAKISTAN | FOREIGNER INSTRUMENTS | FI-36-321-26 | Each | 50 | 50 | 30 days | 228.9924
42292502-00002 | HAMMER | ORTHOPEDIC HAMMER / MALLET, 260mm long, 400g hammer head, stainless steel, autoclavable. | TARA HEALTHCARE (PTY) LTD | HDF Medical | Pakistan | Reignment | Reign140 | Each | 10 | Offer 1 | 30 Days | 232.05
42292505-00001 | DIAGNOSTIC | HAMMER, PERCUSSION, DEJERINE Solid rubber cylindrical heads, Screw in needle, Length: 210 mm , Autoclavable | ALOE MEDICAL SUPPLIES (PTY) LTD | FOREIGNER INSTRUMENTS | PAKISTAN | FOREIGNER INSTRUMENTS | FI-36-213-21 | Each | 50 | 50 | 30 days | 60.7012
42292505-00001 | DIAGNOSTIC | HAMMER, PERCUSSION, DEJERINE Solid rubber cylindrical heads, Screw in needle, Length: 210 mm , Autoclavable | UNICORE HOLDINGS (PTY) LTD | VITRA INTERNATIONAL | PAKISTAN | VITRA | 10-7228 | Each | 10 | OFFER 1 | 7-10 DAYS (EX STOCK) | 67.55
42292505-00001 | DIAGNOSTIC | HAMMER, PERCUSSION, DEJERINE Solid rubber cylindrical heads, Screw in needle, Length: 210 mm , Autoclavable | PREMIER ENDOSCOPY | WELDON | PAKISTAN | WELDON | WI-009-007 | each | 1 | Offer 1 - WELDON (2 Year Guarantee) | 21 | 80.1645
42292603-00002 | PROBE | PROBE General operating Metal Type: With eye Length: 200 mm, malleable Autoclavable, | NFR MEDICAL SUPPLIERS CC | ZARTAAS INDUSTRIES | PAKISTAN | ZARTAAS | SI134 | Each | 1 | 1 | 7 DAYS | 12
42292603-00002 | PROBE | PROBE General operating Metal Type: With eye Length: 200 mm, malleable Autoclavable, | ALFRAMED (PTY) LTD | RHEIN Enterprises (Pvt) Ltd | Pakistan | RHEIN | RK-106-20 | 1 | 1 | 1 | 8 to 10 weeks | 15.36
42292603-00002 | PROBE | PROBE General operating Metal Type: With eye Length: 200 mm, malleable Autoclavable, | NATIONAL MEDICAL SUPPLIES | UAMED SURGICAL | SAILKOT | NMS PRECISION | NMS168 | Each | 1 | 1 | EX STOCK OR 21 DAYS | 16
42292603-00003 | PROBE | PROBE General operating Metal Type: With eye Length: 250 mm, malleable Autoclavable, | NFR MEDICAL SUPPLIERS CC | ZARTAAS INDUSTRIES | PAKISTAN | ZARTAAS | SI135 | Each | 1 | 1 | 7 DAYS | 13
42292603-00003 | PROBE | PROBE General operating Metal Type: With eye Length: 250 mm, malleable Autoclavable, | ZWANGA TOR ( PTY) LTD | MAQ Surgical (pty) Ltd | Pakistan & RSA | MAQ | 02-00164 | Each | 1 case | 1 | 21Days | 19.43
42292603-00003 | PROBE | PROBE General operating Metal Type: With eye Length: 250 mm, malleable Autoclavable, | PREMIER ENDOSCOPY | WELDON | PAKISTAN | WELDON | WI-496-011 | each | 5 | Offer 1 - WELDON (2 Year Guarantee) | 21 | 20.0753
42292603-00004 | PROBE | PROBE General operating Metal Type: With eye Length: 125 mm, malleable Autoclavable, | ACCESS MEDICAL (PTY) LTD | DARLEYS SURGICAL CO. | PAKISTAN | ACCESS / DARLEYS | 603004 | Each | 10 | 1 | 14 | 9.5341
42292603-00004 | PROBE | PROBE General operating Metal Type: With eye Length: 125 mm, malleable Autoclavable, | NFR MEDICAL SUPPLIERS CC | ZARTAAS INDUSTRIES | PAKISTAN | ZARTAAS | SI136 | Each | 1 | 1 | 7 DAYS | 10.5
42292603-00004 | PROBE | PROBE General operating Metal Type: With eye Length: 125 mm, malleable Autoclavable, | ALFRAMED (PTY) LTD | RHEIN Enterprises (Pvt) Ltd | Pakistan | RHEIN | RK-106-12 | 1 | 1 | 1 | 8 to 10 weeks | 11.52
42292701-00000 | DISSECTOR | DISSECTOR, MACDONALD Double ended Blunt, rounded edges Stainless steel with satin finish Length: 190 mm, Autoclavable, | ACCESS MEDICAL (PTY) LTD | DARLEYS SURGICAL CO. | PAKISTAN | ACCESS / DARLEYS | 701000 | Each | 10 | 1 | 14 | 29.9642
42292701-00001 | DISSECTOR | DISSECTOR, TONSIL, HURD With pillar retractor Stainless steel Length: 225 mm, Autoclavable, | ACCESS MEDICAL (PTY) LTD | DARLEYS SURGICAL CO. | PAKISTAN | ACCESS / DARLEYS | 701001 | Each | 10 | 1 | 14 | 29.9642
42292701-00001 | DISSECTOR | DISSECTOR, TONSIL, HURD With pillar retractor Stainless steel Length: 225 mm, Autoclavable, | THOGWA MEDICALS AND PHARMACEUTICALS (PTY) LTD | BIBI SURGICAL INDUSTRY | SKT | BIBI | BB5420168 | Each | 2 | N/A | 15-20 days | 37.5
42292701-00002 | DISSECTOR | DISSECTOR, TONSIL, SYME Double ended Semi-sharp Stainless steel Length: 180 mm, Autoclavable, | NFR MEDICAL SUPPLIERS CC | ZARTAAS INDUSTRIES | PAKISTAN | ZARTAAS | SI139 | Each | 1 | 1 | 7 DAYS | 58
42292701-00002 | DISSECTOR | DISSECTOR, TONSIL, SYME Double ended Semi-sharp Stainless steel Length: 180 mm, Autoclavable, | PREMIER ENDOSCOPY | WELDON | PAKISTAN | WELDON | WI-439-006A | each | 1 | Offer 1 - WELDON (2 Year Guarantee) | 21 | 60.1575
42292701-00002 | DISSECTOR | DISSECTOR, TONSIL, SYME Double ended Semi-sharp Stainless steel Length: 180 mm, Autoclavable, | K3 MEDICAL (PTY) LTD. | FHQ TRADING CO. LTD. | PAKISTAN | K3M | K3M043 | Each | 1 | 1 | 30 DAYS | 70.1062
42293102-00000 | HOOK | HOOK, TRACHEAL Stainless steel Type: Single, blunt Length: 165 mm Autoclavable, | THOGWA MEDICALS AND PHARMACEUTICALS (PTY) LTD | BIBI SURGICAL INDUSTRY | SKT | BIBI | BB5420170 | Each | 2 | N/A | 15-20 days | 37.5
42293102-00000 | HOOK | HOOK, TRACHEAL Stainless steel Type: Single, blunt Length: 165 mm Autoclavable, | BIOCLIN SOLUTIONS CC | Durable Hospital | Pakistan | Durable | INST-752 | Each | 1 | 1 | 42 | 48.99
42293102-00000 | HOOK | HOOK, TRACHEAL Stainless steel Type: Single, blunt Length: 165 mm Autoclavable, | NATIONAL MEDICAL SUPPLIES | UAMED SURGICAL | SAILKOT | NMS PRECISION | NMS174 | Each | 1 | 1 | EX STOCK OR 21 DAYS | 50
42293102-00001 | HOOK | HOOK, TRACHEAL Stainless steel Type: Double, blunt Length: 165 mm Autoclavable, | BIOCLIN SOLUTIONS CC | Durable Hospital | Pakistan | Durable | INST-753 | Each | 1 | 1 | 42 | 48.99
42293102-00001 | HOOK | HOOK, TRACHEAL Stainless steel Type: Double, blunt Length: 165 mm Autoclavable, | NATIONAL MEDICAL SUPPLIES | UAMED SURGICAL | SAILKOT | NMS PRECISION | NMS175 | Each | 1 | 1 | EX STOCK OR 21 DAYS | 54
42293102-00001 | HOOK | HOOK, TRACHEAL Stainless steel Type: Double, blunt Length: 165 mm Autoclavable, | NFR MEDICAL SUPPLIERS CC | ZARTAAS INDUSTRIES | PAKISTAN | ZARTAAS | SI141 | Each | 1 | 1 | 7 DAYS | 58
42293102-00002 | HOOK | HOOK, TRACHEAL Stainless steel Type: Single, sharp Length: 165 mm Autoclavable, | NATIONAL MEDICAL SUPPLIES | UAMED SURGICAL | SAILKOT | NMS PRECISION | NMS176 | Each | 1 | 1 | EX STOCK OR 21 DAYS | 48
42293102-00002 | HOOK | HOOK, TRACHEAL Stainless steel Type: Single, sharp Length: 165 mm Autoclavable, | BIOCLIN SOLUTIONS CC | Durable Hospital | Pakistan | Durable | INST-754 | Each | 1 | 1 | 42 | 48.99
42293102-00002 | HOOK | HOOK, TRACHEAL Stainless steel Type: Single, sharp Length: 165 mm Autoclavable, | PREMIER ENDOSCOPY | WELDON | PAKISTAN | WELDON | WI-214-009 | each | 1 | Offer 1 - WELDON (2 Year Guarantee) | 21 | 52.143
42293107-00000 | RETRACTOR | RETRACTOR, ABDOMINAL, CZERNY Double ended Stainless steel Length: 180 mm Blade length: 35 mm Width: 22 mm Autoclavable, | THOGWA MEDICALS AND PHARMACEUTICALS (PTY) LTD | BIBI SURGICAL INDUSTRY | SKT | BIBI | BB5420173 | Each | 2 | N/A | 15-20 days | 75.5
42293107-00000 | RETRACTOR | RETRACTOR, ABDOMINAL, CZERNY Double ended Stainless steel Length: 180 mm Blade length: 35 mm Width: 22 mm Autoclavable, | UNICORE HOLDINGS (PTY) LTD | VITRA INTERNATIONAL | PAKISTAN | VITRA | 10-7251 | Each | 10 | OFFER 1 | 7-10 DAYS (EX STOCK) | 89.86
42293107-00000 | RETRACTOR | RETRACTOR, ABDOMINAL, CZERNY Double ended Stainless steel Length: 180 mm Blade length: 35 mm Width: 22 mm Autoclavable, | TARA HEALTHCARE (PTY) LTD | HDF Medical | Pakistan | Reignment | Reign151 | Each | 10 | Offer 1 | 30 Days | 103.21
42293107-00001 | RETRACTOR | RETRACTOR, ABDOMINAL, LANGENBECK Single ended Stainless steel Blade length: 50 mm Blade width: 38 mm Autoclavable, | PREMIER ENDOSCOPY | WELDON | PAKISTAN | WELDON | WI-226-011A | each | 1 | Offer 1 - WELDON (2 Year Guarantee) | 21 | 88.2277
42293107-00001 | RETRACTOR | RETRACTOR, ABDOMINAL, LANGENBECK Single ended Stainless steel Blade length: 50 mm Blade width: 38 mm Autoclavable, | TARA HEALTHCARE (PTY) LTD | HDF Medical | Pakistan | Reignment | Reign152 | Each | 10 | Offer 1 | 30 Days | 113.45
42293107-00001 | RETRACTOR | RETRACTOR, ABDOMINAL, LANGENBECK Single ended Stainless steel Blade length: 50 mm Blade width: 38 mm Autoclavable, | PREMIER ENDOSCOPY | XENAMED | PAKISTAN | XENAMED | XEN-BT361R | each | 1 | Offer 2 - XENAMED (5 Year Guarantee) | 21 | 144.3975
42293107-00002 | RETRACTOR | RETRACTOR, ABDOMINAL, MORRIS Single ended Stainless steel,Length:220mm, Blade length: 50 mm Blade width: 50 mm Autoclavable, | BIOCLIN SOLUTIONS CC | Durable Hospital | Pakistan | Durable | INST-952 | Each | 1 | 1 | 42 | 130.64
42293107-00002 | RETRACTOR | RETRACTOR, ABDOMINAL, MORRIS Single ended Stainless steel,Length:220mm, Blade length: 50 mm Blade width: 50 mm Autoclavable, | SUPRA HEALTHCARE JOHANNESBURG PTY LTD | EUROMED INDUSTRIES | PAKISTAN | EUROMED | DEV-3188 | Each | Each | Offer 1 | 21 days thereafter 7 days | 135.0447
42293107-00002 | RETRACTOR | RETRACTOR, ABDOMINAL, MORRIS Single ended Stainless steel,Length:220mm, Blade length: 50 mm Blade width: 50 mm Autoclavable, | ALOE MEDICAL SUPPLIES (PTY) LTD | FOREIGNER INSTRUMENTS | PAKISTAN | FOREIGNER INSTRUMENTS | FI-17-230-01 | Each | 50 | 50 | 30 days | 161.3851
42293107-00003 | RETRACTOR | RETRACTOR, ABDOMINAL, MORRIS Single ended Stainless steel,Length:220mm, Blade length: 50 mm Blade width: 64 mm Autoclavable, | BIOCLIN SOLUTIONS CC | Durable Hospital | Pakistan | Durable | INST-755 | Each | 1 | 1 | 42 | 130.64
42293107-00003 | RETRACTOR | RETRACTOR, ABDOMINAL, MORRIS Single ended Stainless steel,Length:220mm, Blade length: 50 mm Blade width: 64 mm Autoclavable, | SUPRA HEALTHCARE JOHANNESBURG PTY LTD | EUROMED INDUSTRIES | PAKISTAN | EUROMED | DEV-3189 | Each | Each | Offer 1 | 21 days thereafter 7 days | 136.6149
42293107-00003 | RETRACTOR | RETRACTOR, ABDOMINAL, MORRIS Single ended Stainless steel,Length:220mm, Blade length: 50 mm Blade width: 64 mm Autoclavable, | ALOE MEDICAL SUPPLIES (PTY) LTD | FOREIGNER INSTRUMENTS | PAKISTAN | FOREIGNER INSTRUMENTS | FI-17-230-02 | Each | 50 | 50 | 30 days | 161.3851
42293107-00004 | RETRACTOR | RETRACTOR, SELF-RETAINIING, GELPI-ADULT Stainless steel Length: 170 mm Autoclavable, | SUPRA HEALTHCARE JOHANNESBURG PTY LTD | EUROMED INDUSTRIES | PAKISTAN | EUROMED | DEV-3190 | Each | Each | Offer 1 | 21 days thereafter 7 days | 108.3498
42293107-00004 | RETRACTOR | RETRACTOR, SELF-RETAINIING, GELPI-ADULT Stainless steel Length: 170 mm Autoclavable, | ACCESS MEDICAL (PTY) LTD | DARLEYS SURGICAL CO. | PAKISTAN | ACCESS / DARLEYS | 107004 | Each | 10 | 1 | 14 | 149.8211
42293107-00004 | RETRACTOR | RETRACTOR, SELF-RETAINIING, GELPI-ADULT Stainless steel Length: 170 mm Autoclavable, | UNICORE HOLDINGS (PTY) LTD | VITRA INTERNATIONAL | PAKISTAN | VITRA | 10-7266 | Each | 10 | OFFER 1 | 7-10 DAYS (EX STOCK) | 152.83
42293107-00005 | RETRACTOR | RETRACTOR, SELF-RETAINING, RIB-ADULT FINOCHIETTO-BURFORD Curved arms Two sets of detachable blades,Aluminum, Blade 1: 70 x 64 mm Blade 2: 64 x 51 mm The spread should be 260mm Satin finish/matte finish Autoclavable, | SUPRA HEALTHCARE JOHANNESBURG PTY LTD | EUROMED INDUSTRIES | PAKISTAN | EUROMED | DEV-3191 | Each | Each | Offer 1 | 21 days thereafter 7 days | 106.7795
42293107-00006 | RETRACTOR | RETRACTOR, SELF-RETAINING, WEITLANER Sharp, 2 x 3 prong Stainless steel Length: 130mm Autoclavable, | UNICORE HOLDINGS (PTY) LTD | VITRA INTERNATIONAL | PAKISTAN | VITRA | 10-7270 | Each | 10 | OFFER 1 | 7-10 DAYS (EX STOCK) | 133.87
42293107-00006 | RETRACTOR | RETRACTOR, SELF-RETAINING, WEITLANER Sharp, 2 x 3 prong Stainless steel Length: 130mm Autoclavable, | ALOE MEDICAL SUPPLIES (PTY) LTD | FOREIGNER INSTRUMENTS | PAKISTAN | FOREIGNER INSTRUMENTS | FI-17-307-04 | Each | 50 | 50 | 30 days | 147.9364
42293107-00006 | RETRACTOR | RETRACTOR, SELF-RETAINING, WEITLANER Sharp, 2 x 3 prong Stainless steel Length: 130mm Autoclavable, | MORGAN PILLAY SURGICAL MANUFACTURERS | VITRA INTERNATIONAL | PAKISTAN | VITRA | 10-7270 | Each | 10 | OFFER 01 | 15-21 DAYS | 193.844
42293107-00007 | RETRACTOR | RETRACTOR, VAGINAL, WERTHEIM Stainless steel Blade length: 95 mm Blade width: 38 mm Autoclavable, | SUPRA HEALTHCARE JOHANNESBURG PTY LTD | EUROMED INDUSTRIES | PAKISTAN | EUROMED | DEV-3193 | Each | Each | Offer 1 | 21 days thereafter 7 days | 68.1504
42293107-00008 | RETRACTOR | ABDOMINAL RETRACTOR BALFOUR, 180mm retraction, retraction blades either side at 63mm X 35mm, screws to fixate blade, retractor blades be 45mm X 80mm, autoclavable. | SUPRA HEALTHCARE JOHANNESBURG PTY LTD | EUROMED INDUSTRIES | PAKISTAN | EUROMED | DEV-3194 | Each | Each | Offer 1 | 21 days thereafter 7 days | 66.5802
42293107-00009 | RETRACTOR | ABDOMINAL RETRACTOR BALFOUR, 200mm retraction, retraction blades either side at 100mm X 35mm, screws to fixate blade, retractor blades be 100mm X 70mm, autoclavable. | SUPRA HEALTHCARE JOHANNESBURG PTY LTD | EUROMED INDUSTRIES | PAKISTAN | EUROMED | DEV-3195 | Each | Each | Offer 1 | 21 days thereafter 7 days | 113.0606
42293107-00010 | RETRACTOR | ABDOMINAL RETRACTOR BALFOUR, 250mm retraction, retraction blades either side at 100mm X 35mm, screws to fixate blade, retractor blades be 100mm X 85mm, autoclavable. | SUPRA HEALTHCARE JOHANNESBURG PTY LTD | EUROMED INDUSTRIES | PAKISTAN | EUROMED | DEV-3196 | Each | Each | Offer 1 | 21 days thereafter 7 days | 136.6149
42293107-00011 | RETRACTOR | RETRACTOR, SELF-RETAINING, WEITLANER Blunt, 3 x 4 prong Stainless steel Length: 140 mm Autoclavable, | TARA HEALTHCARE (PTY) LTD | HDF Medical | Pakistan | Reignment | Reign162 | Each | 10 | Offer 1 | 30 Days | 116.15
42293107-00011 | RETRACTOR | RETRACTOR, SELF-RETAINING, WEITLANER Blunt, 3 x 4 prong Stainless steel Length: 140 mm Autoclavable, | SUPRA HEALTHCARE JOHANNESBURG PTY LTD | EUROMED INDUSTRIES | PAKISTAN | EUROMED | DEV-3197 | Each | Each | Offer 1 | 21 days thereafter 7 days | 135.0447
42293107-00011 | RETRACTOR | RETRACTOR, SELF-RETAINING, WEITLANER Blunt, 3 x 4 prong Stainless steel Length: 140 mm Autoclavable, | ACCESS MEDICAL (PTY) LTD | DARLEYS SURGICAL CO. | PAKISTAN | ACCESS / DARLEYS | 107011 | Each | 10 | 1 | 14 | 135.3838
42293107-00012 | RETRACTOR | RETRACTOR, PILLAR AND TONSIL ENUCLEATOR, MOLLISON Semi-sharp Stainless steel Length: 210 mm, Autoclavable, | PREMIER ENDOSCOPY | WELDON | PAKISTAN | WELDON | WI-439-006B | each | 1 | Offer 1 - WELDON (2 Year Guarantee) | 21 | 60.177
42293107-00012 | RETRACTOR | RETRACTOR, PILLAR AND TONSIL ENUCLEATOR, MOLLISON Semi-sharp Stainless steel Length: 210 mm, Autoclavable, | TARA HEALTHCARE (PTY) LTD | HDF Medical | Pakistan | Reignment | Reign163 | Each | 10 | Offer 1 | 30 Days | 63.25
42293107-00012 | RETRACTOR | RETRACTOR, PILLAR AND TONSIL ENUCLEATOR, MOLLISON Semi-sharp Stainless steel Length: 210 mm, Autoclavable, | ALOE MEDICAL SUPPLIES (PTY) LTD | FOREIGNER INSTRUMENTS | PAKISTAN | FOREIGNER INSTRUMENTS | FI-17-939-21 | Each | 50 | 50 | 30 days | 74.1499
42293107-00013 | RETRACTOR | RETRACTOR, ABDOMINAL, DEAVER FOR BABIES Length: 180 mm Blade Width: 19 mm Stainless steel ,Autoclavable, | LECHOBA MEDICAL TECHNOLOGIES | SMITHCARE Pvt Ltd | PAKISTAN | SMITHCARE | 06.591.01 | Each | 1 | 1 | 5-DAYS | 77.25
42293107-00013 | RETRACTOR | RETRACTOR, ABDOMINAL, DEAVER FOR BABIES Length: 180 mm Blade Width: 19 mm Stainless steel ,Autoclavable, | NFR MEDICAL SUPPLIERS CC | ZARTAAS INDUSTRIES | PAKISTAN | ZARTAAS | SI156 | Each | 1 | 1 | 7 DAYS | 116
42293107-00013 | RETRACTOR | RETRACTOR, ABDOMINAL, DEAVER FOR BABIES Length: 180 mm Blade Width: 19 mm Stainless steel ,Autoclavable, | PREMIER ENDOSCOPY | WELDON | PAKISTAN | WELDON | WI-233-001 | each | 1 | Offer 1 - WELDON (2 Year Guarantee) | 21 | 120.315
42293107-00014 | RETRACTOR | RETRACTOR, ABDOMINAL, DEAVER FOR CHILDREN Length: 210 mm Blade Width: 22 mm Stainless steel Autoclavable, | LECHOBA MEDICAL TECHNOLOGIES | SMITHCARE Pvt Ltd | PAKISTAN | SMITHCARE | 06.591.02 | Each | 1 | 1 | 5-DAYS | 80.45
42293107-00014 | RETRACTOR | RETRACTOR, ABDOMINAL, DEAVER FOR CHILDREN Length: 210 mm Blade Width: 22 mm Stainless steel Autoclavable, | ACCESS MEDICAL (PTY) LTD | DARLEYS SURGICAL CO. | PAKISTAN | ACCESS / DARLEYS | 107014 | Each | 10 | 1 | 14 | 102.1507
42293107-00014 | RETRACTOR | RETRACTOR, ABDOMINAL, DEAVER FOR CHILDREN Length: 210 mm Blade Width: 22 mm Stainless steel Autoclavable, | SUPRA HEALTHCARE JOHANNESBURG PTY LTD | EUROMED INDUSTRIES | PAKISTAN | EUROMED | DEV-3200 | Each | Each | Offer 1 | 21 days thereafter 7 days | 103.0108
42293107-00015 | RETRACTOR | RETRACTOR, ABDOMINAL, DEAVER Stainless steel Length : 300 mm Width of blade: 25 mm Autoclavable, | LECHOBA MEDICAL TECHNOLOGIES | SMITHCARE Pvt Ltd | PAKISTAN | SMITHCARE | 06.591.04 | Each | 1 | 1 | 5-DAYS | 88.62
42293107-00015 | RETRACTOR | RETRACTOR, ABDOMINAL, DEAVER Stainless steel Length : 300 mm Width of blade: 25 mm Autoclavable, | PREMIER ENDOSCOPY | WELDON | PAKISTAN | WELDON | WI-233-004 | each | 1 | Offer 1 - WELDON (2 Year Guarantee) | 21 | 120.4125
42293107-00015 | RETRACTOR | RETRACTOR, ABDOMINAL, DEAVER Stainless steel Length : 300 mm Width of blade: 25 mm Autoclavable, | SUPRA HEALTHCARE JOHANNESBURG PTY LTD | EUROMED INDUSTRIES | PAKISTAN | EUROMED | DEV-3201 | Each | Each | Offer 1 | 21 days thereafter 7 days | 124.6808
42293107-00016 | RETRACTOR | RETRACTOR, ABDOMINAL, DEAVER Stainless steel Length : 300 mm Width of blade: 50 mm Autoclavable, | THOGWA MEDICALS AND PHARMACEUTICALS (PTY) LTD | BIBI SURGICAL INDUSTRY | SKT | BIBI | BB5420189 | Each | 2 | N/A | 15-20 days | 62.8
42293107-00016 | RETRACTOR | RETRACTOR, ABDOMINAL, DEAVER Stainless steel Length : 300 mm Width of blade: 50 mm Autoclavable, | LECHOBA MEDICAL TECHNOLOGIES | SMITHCARE Pvt Ltd | PAKISTAN | SMITHCARE | 06.591.08 | Each | 1 | 1 | 5-DAYS | 114.9
42293107-00016 | RETRACTOR | RETRACTOR, ABDOMINAL, DEAVER Stainless steel Length : 300 mm Width of blade: 50 mm Autoclavable, | PREMIER ENDOSCOPY | WELDON | PAKISTAN | WELDON | WI-233-008 | each | 1 | Offer 1 - WELDON (2 Year Guarantee) | 21 | 120.4612
42293107-00017 | RETRACTOR | RETRACTOR, ABDOMINAL, DEAVER Stainless steel Length : 300 mm Width of blade: 75 mm Autoclavable, | PREMIER ENDOSCOPY | WELDON | PAKISTAN | WELDON | WI-233-009 | each | 1 | Offer 1 - WELDON (2 Year Guarantee) | 21 | 120.51
42293107-00017 | RETRACTOR | RETRACTOR, ABDOMINAL, DEAVER Stainless steel Length : 300 mm Width of blade: 75 mm Autoclavable, | ALOE MEDICAL SUPPLIES (PTY) LTD | FOREIGNER INSTRUMENTS | PAKISTAN | FOREIGNER INSTRUMENTS | FI-17-932-03 | Each | 50 | 50 | 30 days | 121.0388
42293107-00017 | RETRACTOR | RETRACTOR, ABDOMINAL, DEAVER Stainless steel Length : 300 mm Width of blade: 75 mm Autoclavable, | LECHOBA MEDICAL TECHNOLOGIES | SMITHCARE Pvt Ltd | PAKISTAN | SMITHCARE | 06.591.09 | Each | 1 | 1 | 5-DAYS | 130.36
42293107-00018 | RETRACTOR | RETRACTOR, ABDOMINAL, KELLY Curved blade Stainless steel Blade length: 190 mm Blade width: 38 mm Autoclavable, | ACCESS MEDICAL (PTY) LTD | DARLEYS SURGICAL CO. | PAKISTAN | ACCESS / DARLEYS | 107018 | Each | 10 | 1 | 14 | 136.201
42293107-00018 | RETRACTOR | RETRACTOR, ABDOMINAL, KELLY Curved blade Stainless steel Blade length: 190 mm Blade width: 38 mm Autoclavable, | TARA HEALTHCARE (PTY) LTD | HDF Medical | Pakistan | Reignment | Reign169 | Each | 10 | Offer 1 | 30 Days | 150.65
42293107-00018 | RETRACTOR | RETRACTOR, ABDOMINAL, KELLY Curved blade Stainless steel Blade length: 190 mm Blade width: 38 mm Autoclavable, | ZWANGA TOR ( PTY) LTD | MAQ Surgical (pty) Ltd | Pakistan & RSA | MAQ | 02-01099 | Each | 1 case | 1 | 21Days | 182.62
42293107-00019 | RETRACTOR | RETRACTOR, ABDOMINAL, KELLY Curved blade Stainless steel Blade length: 190 mm Blade width: 57 mm Autoclavable, | ACCESS MEDICAL (PTY) LTD | DARLEYS SURGICAL CO. | PAKISTAN | ACCESS / DARLEYS | 107019 | Each | 10 | 1 | 14 | 136.201
42293107-00019 | RETRACTOR | RETRACTOR, ABDOMINAL, KELLY Curved blade Stainless steel Blade length: 190 mm Blade width: 57 mm Autoclavable, | TARA HEALTHCARE (PTY) LTD | HDF Medical | Pakistan | Reignment | Reign170 | Each | 10 | Offer 1 | 30 Days | 150.65
42293107-00019 | RETRACTOR | RETRACTOR, ABDOMINAL, KELLY Curved blade Stainless steel Blade length: 190 mm Blade width: 57 mm Autoclavable, | ZWANGA TOR ( PTY) LTD | MAQ Surgical (pty) Ltd | Pakistan & RSA | MAQ | 02-01200 | Each | 1 case | 1 | 21Days | 182.62
42293107-00020 | RETRACTOR | RETRACTOR, ABDOMINAL, LANGENBECK, Single ended, Stainless steel Blade length: 22 mm Blade width: 6 mm Autoclavable, | PREMIER ENDOSCOPY | WELDON | PAKISTAN | WELDON | WI-225-006 | each | 1 | Offer 1 - WELDON (2 Year Guarantee) | 21 | 88.1693
42293107-00020 | RETRACTOR | RETRACTOR, ABDOMINAL, LANGENBECK, Single ended, Stainless steel Blade length: 22 mm Blade width: 6 mm Autoclavable, | NFR MEDICAL SUPPLIERS CC | ZARTAAS INDUSTRIES | PAKISTAN | ZARTAAS | SI163 | Each | 1 | 1 | 7 DAYS | 116
42293107-00020 | RETRACTOR | RETRACTOR, ABDOMINAL, LANGENBECK, Single ended, Stainless steel Blade length: 22 mm Blade width: 6 mm Autoclavable, | BIOCLIN SOLUTIONS CC | Durable Hospital | Pakistan | Durable | INST-720 | Each | 1 | 1 | 42 | 119.37
42293107-00021 | RETRACTOR | RETRACTOR, ABDOMINAL, LANGENBECK, Single ended, Stainless steel Blade length: 44 mm Blade width: 13 mm Autoclavable, | SUPRA HEALTHCARE JOHANNESBURG PTY LTD | EUROMED INDUSTRIES | PAKISTAN | EUROMED | DEV-3207 | Each | Each | Offer 1 | 21 days thereafter 7 days | 54.0179
42293107-00021 | RETRACTOR | RETRACTOR, ABDOMINAL, LANGENBECK, Single ended, Stainless steel Blade length: 44 mm Blade width: 13 mm Autoclavable, | ACCESS MEDICAL (PTY) LTD | DARLEYS SURGICAL CO. | PAKISTAN | ACCESS / DARLEYS | 107021 | Each | 10 | 1 | 14 | 65.3765
42293107-00021 | RETRACTOR | RETRACTOR, ABDOMINAL, LANGENBECK, Single ended, Stainless steel Blade length: 44 mm Blade width: 13 mm Autoclavable, | PREMIER ENDOSCOPY | WELDON | PAKISTAN | WELDON | WI-225-009 | each | 1 | Offer 1 - WELDON (2 Year Guarantee) | 21 | 88.1887
42293107-00022 | RETRACTOR | RETRACTOR, ABDOMINAL, LANGENBECK,Single ended Stainless steel Blade length: 62 mm Blade width: 25 mm Autoclavable, | PREMIER ENDOSCOPY | WELDON | PAKISTAN | WELDON | WI-226-011 | each | 1 | Offer 1 - WELDON (2 Year Guarantee) | 21 | 88.2082
42293107-00022 | RETRACTOR | RETRACTOR, ABDOMINAL, LANGENBECK,Single ended Stainless steel Blade length: 62 mm Blade width: 25 mm Autoclavable, | BIOCLIN SOLUTIONS CC | Durable Hospital | Pakistan | Durable | INST-791 | Each | 1 | 1 | 42 | 109.02
42293107-00022 | RETRACTOR | RETRACTOR, ABDOMINAL, LANGENBECK,Single ended Stainless steel Blade length: 62 mm Blade width: 25 mm Autoclavable, | SUPRA HEALTHCARE JOHANNESBURG PTY LTD | EUROMED INDUSTRIES | PAKISTAN | EUROMED | DEV-3208 | Each | Each | Offer 1 | 21 days thereafter 7 days | 113.6888
42293107-00025 | RETRACTOR | RETRACTOR, SELF-RETAINNG, GELPI-BABY Stainless steel Length: 140 mm Autoclavable | SUPRA HEALTHCARE JOHANNESBURG PTY LTD | EUROMED INDUSTRIES | PAKISTAN | EUROMED | DEV-3209 | Each | Each | Offer 1 | 21 days thereafter 7 days | 68.4645
42293107-00026 | RETRACTOR | RETRACTOR, SELF-RETAINING, JOLL Thyroid retractor Centre screw action Stainless steel Type : Large size with lock nut Length: 150 mm Autoclavable, | SUPRA HEALTHCARE JOHANNESBURG PTY LTD | EUROMED INDUSTRIES | PAKISTAN | EUROMED | DEV-3210 | Each | Each | Offer 1 | 21 days thereafter 7 days | 98.9281
42293107-00028 | RETRACTOR | RETRACTOR, SELF-RETAINING, WEITLANER Blunt, 2 x 3 prong Stainless steel Length: 110 mm Autoclavable | SUPRA HEALTHCARE JOHANNESBURG PTY LTD | EUROMED INDUSTRIES | PAKISTAN | EUROMED | DEV-3211 | Each | Each | Offer 1 | 21 days thereafter 7 days | 86.9939
42293107-00028 | RETRACTOR | RETRACTOR, SELF-RETAINING, WEITLANER Blunt, 2 x 3 prong Stainless steel Length: 110 mm Autoclavable | UNICORE HOLDINGS (PTY) LTD | VITRA INTERNATIONAL | PAKISTAN | VITRA | 10-7269 | Each | 10 | OFFER 1 | 7-10 DAYS (EX STOCK) | 135.1
42293107-00028 | RETRACTOR | RETRACTOR, SELF-RETAINING, WEITLANER Blunt, 2 x 3 prong Stainless steel Length: 110 mm Autoclavable | MORGAN PILLAY SURGICAL MANUFACTURERS | VITRA INTERNATIONAL | PAKISTAN | VITRA | 10-7269 | Each | 10 | OFFER 01 | 15-21 DAYS | 166.152
42293107-00029 | RETRACTOR | RETRACTOR, SELF-RETAINING, WEITLANER Sharp, 3 x 4 prong Stainless steel Length: 165 mm Autoclavable, | SUPRA HEALTHCARE JOHANNESBURG PTY LTD | EUROMED INDUSTRIES | PAKISTAN | EUROMED | DEV-3212 | Each | Each | Offer 1 | 21 days thereafter 7 days | 59.3568
42293107-00030 | RETRACTOR | RETRACTOR, SELF-RETAINING, WEITLANER Blunt, 3 x 4 prong Stainless steel Length: 165 mm Autoclavable, | SUPRA HEALTHCARE JOHANNESBURG PTY LTD | EUROMED INDUSTRIES | PAKISTAN | EUROMED | DEV-3213 | Each | Each | Offer 1 | 21 days thereafter 7 days | 67.5223
42293107-00031 | RETRACTOR | RETRACTOR, SKIN HOOK, GILLIES Fine, sharp hook Stainless steel Length: 180 mm Autoclavable, | ZWANGA TOR ( PTY) LTD | MAQ Surgical (pty) Ltd | Pakistan & RSA | MAQ | 08-02626F | Each | 1 case | 1 | 21Days | 40.37
42293107-00031 | RETRACTOR | RETRACTOR, SKIN HOOK, GILLIES Fine, sharp hook Stainless steel Length: 180 mm Autoclavable, | PREMIER ENDOSCOPY | WELDON | PAKISTAN | WELDON | WI-284-012 | each | 1 | Offer 1 - WELDON (2 Year Guarantee) | 21 | 52.104
42293107-00031 | RETRACTOR | RETRACTOR, SKIN HOOK, GILLIES Fine, sharp hook Stainless steel Length: 180 mm Autoclavable, | BIOCLIN SOLUTIONS CC | Durable Hospital | Pakistan | Durable | INST-957 | Each | 1 | 1 | 42 | 53.59
42293107-00032 | RETRACTOR | RETRACTOR, SKIN HOOK, GILLIES Large, sharp hook Stainless steel Length: 180 mm Autoclavable, | ZWANGA TOR ( PTY) LTD | MAQ Surgical (pty) Ltd | Pakistan & RSA | MAQ | 08-02626L | Each | 1 case | 1 | 21Days | 40.37
42293107-00032 | RETRACTOR | RETRACTOR, SKIN HOOK, GILLIES Large, sharp hook Stainless steel Length: 180 mm Autoclavable, | PREMIER ENDOSCOPY | WELDON | PAKISTAN | WELDON | WI-284-013 | each | 1 | Offer 1 - WELDON (2 Year Guarantee) | 21 | 52.2015
42293107-00032 | RETRACTOR | RETRACTOR, SKIN HOOK, GILLIES Large, sharp hook Stainless steel Length: 180 mm Autoclavable, | BIOCLIN SOLUTIONS CC | Durable Hospital | Pakistan | Durable | INST-383 | Each | 1 | 1 | 42 | 53.59
42293107-00033 | RETRACTOR | RETRACTOR, SKIN, SENN-Miller Double ended One solid blade 3 sharp prongs Stainless steel Length: 150 mm Autoclavable, | ACCESS MEDICAL (PTY) LTD | DARLEYS SURGICAL CO. | PAKISTAN | ACCESS / DARLEYS | 107033 | Each | 10 | 1 | 14 | 35.4123
42293107-00033 | RETRACTOR | RETRACTOR, SKIN, SENN-Miller Double ended One solid blade 3 sharp prongs Stainless steel Length: 150 mm Autoclavable, | THOGWA MEDICALS AND PHARMACEUTICALS (PTY) LTD | BIBI SURGICAL INDUSTRY | SKT | BIBI | BB5420203 | Each | 2 | N/A | 15-20 days | 50.2
42293107-00033 | RETRACTOR | RETRACTOR, SKIN, SENN-Miller Double ended One solid blade 3 sharp prongs Stainless steel Length: 150 mm Autoclavable, | PREMIER ENDOSCOPY | WELDON | PAKISTAN | WELDON | WI-217-004 | each | 1 | Offer 1 - WELDON (2 Year Guarantee) | 21 | 52.299
42293107-00034 | RETRACTOR | RETRACTOR, SELF-RETAINING, WEITLANER Sharp, 2 x 3 prong Stainless steel Length: 105 mm Autoclavable, | UNICORE HOLDINGS (PTY) LTD | VITRA INTERNATIONAL | PAKISTAN | VITRA | 10-7355 | Each | 10 | OFFER 1 | 7-10 DAYS (EX STOCK) | 114.62
42293107-00034 | RETRACTOR | RETRACTOR, SELF-RETAINING, WEITLANER Sharp, 2 x 3 prong Stainless steel Length: 105 mm Autoclavable, | SUPRA HEALTHCARE JOHANNESBURG PTY LTD | EUROMED INDUSTRIES | PAKISTAN | EUROMED | DEV-3217 | Each | Each | Offer 1 | 21 days thereafter 7 days | 128.4494
42293107-00034 | RETRACTOR | RETRACTOR, SELF-RETAINING, WEITLANER Sharp, 2 x 3 prong Stainless steel Length: 105 mm Autoclavable, | MORGAN PILLAY SURGICAL MANUFACTURERS | VITRA INTERNATIONAL | PAKISTAN | VITRA | 10-7355 | Each | 10 | OFFER 01 | 15-21 DAYS | 166.152
42293107-00035 | RETRACTOR | RETRACTOR, ABDOMINAL,MORRIS, Single ended, Stainless steel,Length:220mm, Blade Length: 70mm, Blade width:40mm, Autoclavable | PREMIER ENDOSCOPY | WELDON | PAKISTAN | WELDON | WI-230-001D | each | 1 | Offer 1 - WELDON (2 Year Guarantee) | 21 | 200.3918
42293107-00035 | RETRACTOR | RETRACTOR, ABDOMINAL,MORRIS, Single ended, Stainless steel,Length:220mm, Blade Length: 70mm, Blade width:40mm, Autoclavable | ALOE MEDICAL SUPPLIES (PTY) LTD | FOREIGNER INSTRUMENTS | PAKISTAN | FOREIGNER INSTRUMENTS | FI-17-230-03 | Each | 50 | 50 | 30 days | 202.0949
42293107-00035 | RETRACTOR | RETRACTOR, ABDOMINAL,MORRIS, Single ended, Stainless steel,Length:220mm, Blade Length: 70mm, Blade width:40mm, Autoclavable | NATIONAL MEDICAL SUPPLIES | UAMED SURGICAL | SAILKOT | NMS PRECISION | NMS209 | Each | 1 | 1 | EX STOCK OR 21 DAYS | 230
42293107-00036 | RETRACTOR | BALFOUR WITH CENTRE BLADE, stainless steel, autoclavable,depth 50mm,60mm,70mm and 90mm Spread 160mm,300mm and 350mm | SUPRA HEALTHCARE JOHANNESBURG PTY LTD | EUROMED INDUSTRIES | PAKISTAN | EUROMED | DEV-3219 | Each | Each | Offer 1 | 21 days thereafter 7 days | 100.4983
42294726-00010 | DILATORS | SPHYGMOMANOMETER, WRIST, DIGITAL, COMPLETE WITH BATTERY AND SPARE BATTERY For the measurement of blood pressure and pulse Battery operated Display must be digital, large and easy to read Cuff preformed for wrist Velcro fully automatic inflation and deflation and automatic shut-off function Must have memory storage facility CE Certificate or equivalent (Marking) | BIOCLIN SOLUTIONS CC | HONSUN (NANTONG) Co., Ltd | China | Biocare/ Scian | BDPR-160 | Each | 1 | 1 | 42 | 261.28
42294726-00010 | DILATORS | SPHYGMOMANOMETER, WRIST, DIGITAL, COMPLETE WITH BATTERY AND SPARE BATTERY For the measurement of blood pressure and pulse Battery operated Display must be digital, large and easy to read Cuff preformed for wrist Velcro fully automatic inflation and deflation and automatic shut-off function Must have memory storage facility CE Certificate or equivalent (Marking) | BIOCOR HOSPITAL SUPPLIES PTY LTD | China HuaMei Medical Instrument Co. Ltd | China | Biocor | SWD0023 | Each | 5 | 1 | Initial: 42 Days Subsequent Orders: 3 - 7 Days | 285.1
42294908-00000 | FORCEPS | FORCEPS, ARTERY, BIRKETT Curved on flat, box joint Stainless steel Length: 180 mm, Autoclavable, | PREMIER ENDOSCOPY | WELDON | PAKISTAN | WELDON | WI-510-002 | each | 1 | Offer 1 - WELDON (2 Year Guarantee) | 21 | 60.1965
42294908-00000 | FORCEPS | FORCEPS, ARTERY, BIRKETT Curved on flat, box joint Stainless steel Length: 180 mm, Autoclavable, | BEREA MEDICALS (PTY) LTD | Modern Surgical Corporation | Pakistan | Modern |  | Each | 150 |  | 14-21 Days | 66.6
42294908-00000 | FORCEPS | FORCEPS, ARTERY, BIRKETT Curved on flat, box joint Stainless steel Length: 180 mm, Autoclavable, | K3 MEDICAL (PTY) LTD. | FHQ TRADING CO. LTD. | PAKISTAN | K3M | K3M045 | Each | 1 | 1 | 30 DAYS | 69.0276
42294908-00001 | FORCEPS | FORCEPS, ARTERY, BIRKETT Straight, box joint Stainless steel Length: 190 mm, Autoclavable, | PREMIER ENDOSCOPY | WELDON | PAKISTAN | WELDON | WI-510-001 | each | 1 | Offer 1 - WELDON (2 Year Guarantee) | 21 | 60.216
42294908-00001 | FORCEPS | FORCEPS, ARTERY, BIRKETT Straight, box joint Stainless steel Length: 190 mm, Autoclavable, | INALA MEDICAL SUPPLIES | MODERN SURGICAL Corp CE | PAKISTAN | MODERN CE | 36-200-19 | EACH | N/A | YES | 30 DAYS | 68.71
42294908-00001 | FORCEPS | FORCEPS, ARTERY, BIRKETT Straight, box joint Stainless steel Length: 190 mm, Autoclavable, | BEREA MEDICALS (PTY) LTD | Modern Surgical Corporation | Pakistan | Modern |  | Each | 150 |  | 14-21 Days | 74
42294908-00002 | FORCEPS | FORCEPS, ARTERY, CRILE Curved on flat, box joint Stainless steel Length: 160 mm Autoclavable, | PREMIER ENDOSCOPY | WELDON | PAKISTAN | WELDON | WI-064-029 | each | 1 | Offer 1 - WELDON (2 Year Guarantee) | 21 | 44.0895
42294908-00002 | FORCEPS | FORCEPS, ARTERY, CRILE Curved on flat, box joint Stainless steel Length: 160 mm Autoclavable, | THOGWA MEDICALS AND PHARMACEUTICALS (PTY) LTD | BIBI SURGICAL INDUSTRY | SKT | BIBI | BB5420210 | Each | 2 | N/A | 15-20 days | 50.2
42294908-00002 | FORCEPS | FORCEPS, ARTERY, CRILE Curved on flat, box joint Stainless steel Length: 160 mm Autoclavable, | BEREA MEDICALS (PTY) LTD | Modern Surgical Corporation | Pakistan | Modern |  | Each | 150 |  | 14-21 Days | 51.8
42294908-00003 | FORCEPS | FORCEPS, ARTERY, CRILE Straight, box joint Stainless steel Length: 160 mm, Autoclavable, | PREMIER ENDOSCOPY | WELDON | PAKISTAN | WELDON | WI-064-028 | each | 1 | Offer 1 - WELDON (2 Year Guarantee) | 21 | 44.109
42294908-00003 | FORCEPS | FORCEPS, ARTERY, CRILE Straight, box joint Stainless steel Length: 160 mm, Autoclavable, | THOGWA MEDICALS AND PHARMACEUTICALS (PTY) LTD | BIBI SURGICAL INDUSTRY | SKT | BIBI | BB5420211 | Each | 2 | N/A | 15-20 days | 50.2
42294908-00003 | FORCEPS | FORCEPS, ARTERY, CRILE Straight, box joint Stainless steel Length: 160 mm, Autoclavable, | BEREA MEDICALS (PTY) LTD | Modern Surgical Corporation | Pakistan | Modern |  | Each | 150 |  | 14-21 Days | 51.8
42294908-00004 | FORCEPS | FORCEPS, ARTERY, DANDY Curved sideways, box joint Stainless steel Length: 140 mm, Autoclavable, | PREMIER ENDOSCOPY | WELDON | PAKISTAN | WELDON | WI-065-037 | each | 1 | Offer 1 - WELDON (2 Year Guarantee) | 21 | 50.0955
42294908-00004 | FORCEPS | FORCEPS, ARTERY, DANDY Curved sideways, box joint Stainless steel Length: 140 mm, Autoclavable, | NFR MEDICAL SUPPLIERS CC | ZARTAAS INDUSTRIES | PAKISTAN | ZARTAAS | SI181 | Each | 1 | 1 | 7 DAYS | 51
42294908-00004 | FORCEPS | FORCEPS, ARTERY, DANDY Curved sideways, box joint Stainless steel Length: 140 mm, Autoclavable, | BIOCLIN SOLUTIONS CC | Durable Hospital | Pakistan | Durable | INST-734 | Each | 1 | 1 | 42 | 53.13
42294908-00005 | FORCEPS | FORCEPS, ARTERY, HALSTED-MOSQUITO Curved on flat, box joint Stainless steel Length: 125 mm, Autoclavable, | ZWANGA TOR ( PTY) LTD | MAQ Surgical (pty) Ltd | Pakistan & RSA | MAQ | 02-00529 | Each | 1 case | 1 | 21Days | 25.74
42294908-00005 | FORCEPS | FORCEPS, ARTERY, HALSTED-MOSQUITO Curved on flat, box joint Stainless steel Length: 125 mm, Autoclavable, | BEREA MEDICALS (PTY) LTD | Modern Surgical Corporation | Pakistan | Modern |  | Each | 150 |  | 14-21 Days | 27
42294908-00005 | FORCEPS | FORCEPS, ARTERY, HALSTED-MOSQUITO Curved on flat, box joint Stainless steel Length: 125 mm, Autoclavable, | VURHENA HEALTH SERVICES ( PTY) LTD | Modern Surgical Corporation | Pakistan | Modern |  | Each | 100 |  | 14-21 days | 28.05
42294908-00006 | FORCEPS | FORCEPS, ARTERY, HALSTED-MOSQUITO Straight, box joint Stainless steel Length: 125 mm, Autoclavable, | ZWANGA TOR ( PTY) LTD | MAQ Surgical (pty) Ltd | Pakistan & RSA | MAQ | 02-00527 | Each | 1 case | 1 | 21Days | 25.74
42294908-00006 | FORCEPS | FORCEPS, ARTERY, HALSTED-MOSQUITO Straight, box joint Stainless steel Length: 125 mm, Autoclavable, | BEREA MEDICALS (PTY) LTD | Modern Surgical Corporation | Pakistan | Modern |  | Each | 150 |  | 14-21 Days | 27
42294908-00006 | FORCEPS | FORCEPS, ARTERY, HALSTED-MOSQUITO Straight, box joint Stainless steel Length: 125 mm, Autoclavable, | VURHENA HEALTH SERVICES ( PTY) LTD | Modern Surgical Corporation | Pakistan | Modern |  | Each | 100 |  | 14-21 days | 28.05
42294908-00007 | FORCEPS | FORCEPS, ARTERY, KOCHER, Straight, box joint, 2 x 1 toothed. Transverse serrations Stainless steel Length: 130 mm, Autoclavable, | ACCESS MEDICAL (PTY) LTD | DARLEYS SURGICAL CO. | PAKISTAN | ACCESS / DARLEYS | 908007 | Each | 10 | 1 | 14 | 32.6882
42294908-00007 | FORCEPS | FORCEPS, ARTERY, KOCHER, Straight, box joint, 2 x 1 toothed. Transverse serrations Stainless steel Length: 130 mm, Autoclavable, | INALA MEDICAL SUPPLIES | MODERN SURGICAL Corp CE | PAKISTAN | MODERN CE | 17-272-13 | EACH | N/A | YES | 30 DAYS | 38.23
42294908-00007 | FORCEPS | FORCEPS, ARTERY, KOCHER, Straight, box joint, 2 x 1 toothed. Transverse serrations Stainless steel Length: 130 mm, Autoclavable, | PREMIER ENDOSCOPY | WELDON | PAKISTAN | WELDON | WI-067-013 | each | 1 | Offer 1 - WELDON (2 Year Guarantee) | 21 | 40.0823
42294908-00014 | FORCEPS | FORCEPS, ARTERY, ROBERTS/ROCHESTER-PEAN Curved, box joint Serrated jaws Stainless steel Length: 220 mm Autoclavable, | ZWANGA TOR ( PTY) LTD | MAQ Surgical (pty) Ltd | Pakistan & RSA | MAQ | 02-00603 | Each | 1 case | 1 | 21Days | 53.09
42294908-00014 | FORCEPS | FORCEPS, ARTERY, ROBERTS/ROCHESTER-PEAN Curved, box joint Serrated jaws Stainless steel Length: 220 mm Autoclavable, | INALA MEDICAL SUPPLIES | MODERN SURGICAL Corp CE | PAKISTAN | MODERN CE | 17-270-22 | EACH | N/A | YES | 30 DAYS | 84.01
42294908-00014 | FORCEPS | FORCEPS, ARTERY, ROBERTS/ROCHESTER-PEAN Curved, box joint Serrated jaws Stainless steel Length: 220 mm Autoclavable, | BIOCLIN SOLUTIONS CC | Durable Hospital | Pakistan | Durable | INST-200 | Each | 1 | 1 | 42 | 85.33
42294908-00015 | FORCEPS | FORCEPS, ARTERY, ROBERTS/ROCHESTER-PEAN Straight, box joint Serrated jaws Stainless steel Length: 220 mm Autoclavable, | BIOCLIN SOLUTIONS CC | Durable Hospital | Pakistan | Durable | INST-480 | Each | 1 | 1 | 42 | 83.03
42294908-00015 | FORCEPS | FORCEPS, ARTERY, ROBERTS/ROCHESTER-PEAN Straight, box joint Serrated jaws Stainless steel Length: 220 mm Autoclavable, | INALA MEDICAL SUPPLIES | MODERN SURGICAL Corp CE | PAKISTAN | MODERN CE | 17-268-22 | EACH | N/A | YES | 30 DAYS | 84.01
42294908-00015 | FORCEPS | FORCEPS, ARTERY, ROBERTS/ROCHESTER-PEAN Straight, box joint Serrated jaws Stainless steel Length: 220 mm Autoclavable, | K3 MEDICAL (PTY) LTD. | FHQ TRADING CO. LTD. | PAKISTAN | K3M | K3M061 | Each | 1 | 1 | 30 DAYS | 86.0688
42294908-00016 | FORCEPS | FORCEPS, ARTERY, NEGUS Small complete curve, box joint Stainless steel Length: 190 mm Autoclavable, | ZWANGA TOR ( PTY) LTD | MAQ Surgical (pty) Ltd | Pakistan & RSA | MAQ | 02-00678 | Each | 1 case | 1 | 21Days | 85.26
42294908-00016 | FORCEPS | FORCEPS, ARTERY, NEGUS Small complete curve, box joint Stainless steel Length: 190 mm Autoclavable, | K3 MEDICAL (PTY) LTD. | FHQ TRADING CO. LTD. | PAKISTAN | K3M | K3M063 | Each | 1 | 1 | 30 DAYS | 95.1287
42294908-00016 | FORCEPS | FORCEPS, ARTERY, NEGUS Small complete curve, box joint Stainless steel Length: 190 mm Autoclavable, | THOGWA MEDICALS AND PHARMACEUTICALS (PTY) LTD | BIBI SURGICAL INDUSTRY | SKT | BIBI | BB5420218 | Each | 2 | N/A | 15-20 days | 100.5
42294908-00017 | FORCEPS | FORCEPS, TONSIL ARTERY, NEGUS Wide large 90 degrees curve, box joint Stainless steel Length: 195 mm Autoclavable, | ZWANGA TOR ( PTY) LTD | MAQ Surgical (pty) Ltd | Pakistan & RSA | MAQ | 02-00724 | Each | 1 case | 1 | 21Days | 85.26
42294908-00017 | FORCEPS | FORCEPS, TONSIL ARTERY, NEGUS Wide large 90 degrees curve, box joint Stainless steel Length: 195 mm Autoclavable, | PREMIER ENDOSCOPY | WELDON | PAKISTAN | WELDON | WI-078-008 | each | 1 | Offer 1 - WELDON (2 Year Guarantee) | 21 | 100.2203
42294908-00017 | FORCEPS | FORCEPS, TONSIL ARTERY, NEGUS Wide large 90 degrees curve, box joint Stainless steel Length: 195 mm Autoclavable, | THOGWA MEDICALS AND PHARMACEUTICALS (PTY) LTD | BIBI SURGICAL INDUSTRY | SKT | BIBI | BB5420219 | Each | 2 | N/A | 15-20 days | 100.5
42294908-00018 | FORCEPS | FORCEPS, ARTERY, SPENCER-WELLS Curved on flat, box joint, transverse serrated jaws Stainless steel Length: 150 mm Autoclavable, | ZWANGA TOR ( PTY) LTD | MAQ Surgical (pty) Ltd | Pakistan & RSA | MAQ | 02-00725 | Each | 1 case | 1 | 21Days | 37
42294908-00018 | FORCEPS | FORCEPS, ARTERY, SPENCER-WELLS Curved on flat, box joint, transverse serrated jaws Stainless steel Length: 150 mm Autoclavable, | PREMIER ENDOSCOPY | WELDON | PAKISTAN | WELDON | WI-520-001A | each | 1 | Offer 1 - WELDON (2 Year Guarantee) | 21 | 48.0968
42294908-00018 | FORCEPS | FORCEPS, ARTERY, SPENCER-WELLS Curved on flat, box joint, transverse serrated jaws Stainless steel Length: 150 mm Autoclavable, | BIOCLIN SOLUTIONS CC | Durable Hospital | Pakistan | Durable | INST-209 | Each | 1 | 1 | 42 | 55.66
42294908-00019 | FORCEPS | FORCEPS, ARTERY, SPENCER-WELLS Curved on flat, box joint Serrated jaws Stainless steel Length: 180 mm Autoclavable, | ZWANGA TOR ( PTY) LTD | MAQ Surgical (pty) Ltd | Pakistan & RSA | MAQ | 02-00720 | Each | 1 case | 1 | 21Days | 49.87
42294908-00019 | FORCEPS | FORCEPS, ARTERY, SPENCER-WELLS Curved on flat, box joint Serrated jaws Stainless steel Length: 180 mm Autoclavable, | PREMIER ENDOSCOPY | WELDON | PAKISTAN | WELDON | WI-520-002A | each | 1 | Offer 1 - WELDON (2 Year Guarantee) | 21 | 56.1112
42294908-00019 | FORCEPS | FORCEPS, ARTERY, SPENCER-WELLS Curved on flat, box joint Serrated jaws Stainless steel Length: 180 mm Autoclavable, | ALOE MEDICAL SUPPLIES (PTY) LTD | FOREIGNER INSTRUMENTS | PAKISTAN | FOREIGNER INSTRUMENTS | FI-11-339-18 | Each | 50 | 50 | 30 days | 60.7012
42294908-00020 | FORCEPS | FORCEPS, ARTERY, SPENCER-WELLS Straight, box joint Transverse serrated jaws Stainless steel Length: 180 mm Autoclavable, | ZWANGA TOR ( PTY) LTD | MAQ Surgical (pty) Ltd | Pakistan & RSA | MAQ | 02-00721 | Each | 1 case | 1 | 21Days | 49.87
42294908-00020 | FORCEPS | FORCEPS, ARTERY, SPENCER-WELLS Straight, box joint Transverse serrated jaws Stainless steel Length: 180 mm Autoclavable, | PREMIER ENDOSCOPY | WELDON | PAKISTAN | WELDON | WI-520-002 | each | 1 | Offer 1 - WELDON (2 Year Guarantee) | 21 | 56.1307
42294908-00020 | FORCEPS | FORCEPS, ARTERY, SPENCER-WELLS Straight, box joint Transverse serrated jaws Stainless steel Length: 180 mm Autoclavable, | BEREA MEDICALS (PTY) LTD | Modern Surgical Corporation | Pakistan | Modern |  | Each | 150 |  | 14-21 Days | 66.6
42294908-00021 | FORCEPS | FORCEPS, ARTERY, SPENCER-WELLS Straight, box joint Transverse serrated jaws Stainless steel Length: 200 mm Autoclavable, | ZWANGA TOR ( PTY) LTD | MAQ Surgical (pty) Ltd | Pakistan & RSA | MAQ | 02-00722 | Each | 1 case | 1 | 21Days | 53.09
42294908-00021 | FORCEPS | FORCEPS, ARTERY, SPENCER-WELLS Straight, box joint Transverse serrated jaws Stainless steel Length: 200 mm Autoclavable, | PREMIER ENDOSCOPY | WELDON | PAKISTAN | WELDON | WI-520-003 | each | 1 | Offer 1 - WELDON (2 Year Guarantee) | 21 | 64.1257
42294908-00021 | FORCEPS | FORCEPS, ARTERY, SPENCER-WELLS Straight, box joint Transverse serrated jaws Stainless steel Length: 200 mm Autoclavable, | BEREA MEDICALS (PTY) LTD | Modern Surgical Corporation | Pakistan | Modern |  | Each | 150 |  | 14-21 Days | 74
42294908-00022 | FORCEPS | FORCEPS, CHOLECYSTECTOMY, LAHEY Angled jaws,box joint Longitudinal fine serrations Stainless steel Length: 230 mm Autoclavable, | BIOCLIN SOLUTIONS CC | Durable Hospital | Pakistan | Durable | INST-749 | Each | 1 | 1 | 42 | 123.97
42294908-00022 | FORCEPS | FORCEPS, CHOLECYSTECTOMY, LAHEY Angled jaws,box joint Longitudinal fine serrations Stainless steel Length: 230 mm Autoclavable, | K3 MEDICAL (PTY) LTD. | FHQ TRADING CO. LTD. | PAKISTAN | K3M | K3M070 | Each | 1 | 1 | 30 DAYS | 127.2696
42294908-00022 | FORCEPS | FORCEPS, CHOLECYSTECTOMY, LAHEY Angled jaws,box joint Longitudinal fine serrations Stainless steel Length: 230 mm Autoclavable, | NFR MEDICAL SUPPLIERS CC | ZARTAAS INDUSTRIES | PAKISTAN | ZARTAAS | SI193 | Each | 1 | 1 | 7 DAYS | 130
42294908-00023 | FORCEPS | FORCEPS, CHOLECYSTECTOMY, LAHEY Angled jaws, box joint Longitudinal fine serrations Stainless steel Length: 190 mm Autoclavable, | PREMIER ENDOSCOPY | WELDON | PAKISTAN | WELDON | WI-075-013 | each | 1 | Offer 1 - WELDON (2 Year Guarantee) | 21 | 120.2662
42294908-00023 | FORCEPS | FORCEPS, CHOLECYSTECTOMY, LAHEY Angled jaws, box joint Longitudinal fine serrations Stainless steel Length: 190 mm Autoclavable, | BIOCLIN SOLUTIONS CC | Durable Hospital | Pakistan | Durable | INST-750 | Each | 1 | 1 | 42 | 123.97
42294908-00023 | FORCEPS | FORCEPS, CHOLECYSTECTOMY, LAHEY Angled jaws, box joint Longitudinal fine serrations Stainless steel Length: 190 mm Autoclavable, | TECMED (PTY) LTD | Care and Cure Surgico | Pakistan | CCS | 04-399-19 RT | Each | One | LAHEY dissecting- and ligature forceps, 19cm | 28 - 42 days | 125.9194
42294908-00024 | FORCEPS | FORCEPS, CHOLECYSTECTOMY, MOYNIHAN, Curved on flat, box joint Lateral serrations Stainless steel Length: 220 mm Autoclavable, | SUPRA HEALTHCARE JOHANNESBURG PTY LTD | EUROMED INDUSTRIES | PAKISTAN | EUROMED | DEV-3239 | Each | Each | Offer 1 | 21 days thereafter 7 days | 73.4894
42294908-00024 | FORCEPS | FORCEPS, CHOLECYSTECTOMY, MOYNIHAN, Curved on flat, box joint Lateral serrations Stainless steel Length: 220 mm Autoclavable, | UNICORE HOLDINGS (PTY) LTD | VITRA INTERNATIONAL | PAKISTAN | VITRA | 10-7176 | Each | 10 | OFFER 1 | 7-10 DAYS (EX STOCK) | 105.14
42294908-00024 | FORCEPS | FORCEPS, CHOLECYSTECTOMY, MOYNIHAN, Curved on flat, box joint Lateral serrations Stainless steel Length: 220 mm Autoclavable, | K3 MEDICAL (PTY) LTD. | FHQ TRADING CO. LTD. | PAKISTAN | K3M | K3M072 | Each | 1 | 1 | 30 DAYS | 105.6985
42294908-00025 | FORCEPS | FORCEPS, DISSECTING, ADSON Block joint 1 x 2 teeth Stainless steel Length: 120 mm Autoclavable, | PREMIER ENDOSCOPY | WELDON | PAKISTAN | WELDON | WI-048-013 | pack | 10 | Offer 1 - WELDON (2 Year Guarantee) | 21 | 13.9718
42294908-00025 | FORCEPS | FORCEPS, DISSECTING, ADSON Block joint 1 x 2 teeth Stainless steel Length: 120 mm Autoclavable, | ZWANGA TOR ( PTY) LTD | MAQ Surgical (pty) Ltd | Pakistan & RSA | MAQ | 02-00451 | Pack | 1 case | 1 | 21Days | 20.91
42294908-00025 | FORCEPS | FORCEPS, DISSECTING, ADSON Block joint 1 x 2 teeth Stainless steel Length: 120 mm Autoclavable, | BIOCLIN SOLUTIONS CC | Durable Hospital | Pakistan | Durable | INST-066 | Pack | 1 | 1 | 42 | 24.38
42294908-00026 | FORCEPS | FORCEPS, DISSECTING, MICRO-ADSON Block joint 1 x 2 teeth Stainless steel Length: 150 mm, Matte finish Autoclavable, | ACCESS MEDICAL (PTY) LTD | DARLEYS SURGICAL CO. | PAKISTAN | ACCESS / DARLEYS | 908026 | Each | 10 | 1 | 14 | 21.5198
42294908-00026 | FORCEPS | FORCEPS, DISSECTING, MICRO-ADSON Block joint 1 x 2 teeth Stainless steel Length: 150 mm, Matte finish Autoclavable, | PREMIER ENDOSCOPY | WELDON | PAKISTAN | WELDON | WI-054-004A | each | 1 | Offer 1 - WELDON (2 Year Guarantee) | 21 | 24.0435
42294908-00026 | FORCEPS | FORCEPS, DISSECTING, MICRO-ADSON Block joint 1 x 2 teeth Stainless steel Length: 150 mm, Matte finish Autoclavable, | NFR MEDICAL SUPPLIERS CC | ZARTAAS INDUSTRIES | PAKISTAN | ZARTAAS | SI197 | Each | 1 | 1 | 7 DAYS | 29
42294908-00027 | FORCEPS | FORCEPS, DISSECTING, ADSON Fine, Block joint Non-toothed Stainless steel Length: 120 mm Autoclavable, | PREMIER ENDOSCOPY | WELDON | PAKISTAN | WELDON | WI-054-003 | each | 5 | Offer 1 - WELDON (2 Year Guarantee) | 21 | 24.063
42294908-00027 | FORCEPS | FORCEPS, DISSECTING, ADSON Fine, Block joint Non-toothed Stainless steel Length: 120 mm Autoclavable, | BIOCLIN SOLUTIONS CC | Durable Hospital | Pakistan | Durable | INST-139 | Each | 1 | 1 | 42 | 24.38
42294908-00027 | FORCEPS | FORCEPS, DISSECTING, ADSON Fine, Block joint Non-toothed Stainless steel Length: 120 mm Autoclavable, | THOGWA MEDICALS AND PHARMACEUTICALS (PTY) LTD | BIBI SURGICAL INDUSTRY | SKT | BIBI | BB5420229 | Each | 2 | N/A | 15-20 days | 25
42294908-00028 | FORCEPS | FORCEPS, DISSECTING, MICRO-ADSON Block joint 1 x 2 teeth Stainless steel Length: 120 mm, Matte Finish Autoclavable, | PREMIER ENDOSCOPY | WELDON | PAKISTAN | WELDON | WI-054-004 | each | 5 | Offer 1 - WELDON (2 Year Guarantee) | 21 | 22.0448
42294908-00028 | FORCEPS | FORCEPS, DISSECTING, MICRO-ADSON Block joint 1 x 2 teeth Stainless steel Length: 120 mm, Matte Finish Autoclavable, | ZWANGA TOR ( PTY) LTD | MAQ Surgical (pty) Ltd | Pakistan & RSA | MAQ | 02-00474 | Each | 1 case | 1 | 21Days | 24.13
42294908-00028 | FORCEPS | FORCEPS, DISSECTING, MICRO-ADSON Block joint 1 x 2 teeth Stainless steel Length: 120 mm, Matte Finish Autoclavable, | BIOCLIN SOLUTIONS CC | Durable Hospital | Pakistan | Durable | INST-539 | Each | 1 | 1 | 42 | 24.38
42294908-00029 | FORCEPS | FORCEPS, DISSECTING, BONNEY Block joint Serrated jaws, 1 x 2 teeth Roughened handle Stainless steel with matte finish Length: 180 mm Autoclavable, | K3 MEDICAL (PTY) LTD. | FHQ TRADING CO. LTD. | PAKISTAN | K3M | K3M077 | Each | 1 | 1 | 30 DAYS | 47.4565
42294908-00029 | FORCEPS | FORCEPS, DISSECTING, BONNEY Block joint Serrated jaws, 1 x 2 teeth Roughened handle Stainless steel with matte finish Length: 180 mm Autoclavable, | PREMIER ENDOSCOPY | WELDON | PAKISTAN | WELDON | WI-055-001 | each | 1 | Offer 1 - WELDON (2 Year Guarantee) | 21 | 56.1112
42294908-00029 | FORCEPS | FORCEPS, DISSECTING, BONNEY Block joint Serrated jaws, 1 x 2 teeth Roughened handle Stainless steel with matte finish Length: 180 mm Autoclavable, | SUPRA HEALTHCARE JOHANNESBURG PTY LTD | EUROMED INDUSTRIES | PAKISTAN | EUROMED | DEV-3244 | Each | Each | Offer 1 | 21 days thereafter 7 days | 61.2412
42294908-00030 | FORCEPS | FORCEPS, DISSECTING, GILLIES Block joint Serrated jaws, 1 x 2 teeth Fine tip Guide pin, Grip with transverse grooves Stainless steel Length: 150 mm Autoclavable, | ZWANGA TOR ( PTY) LTD | MAQ Surgical (pty) Ltd | Pakistan & RSA | MAQ | 02-00378 | Each | 1 case | 1 | 21Days | 32.17
42294908-00030 | FORCEPS | FORCEPS, DISSECTING, GILLIES Block joint Serrated jaws, 1 x 2 teeth Fine tip Guide pin, Grip with transverse grooves Stainless steel Length: 150 mm Autoclavable, | NATIONAL MEDICAL SUPPLIES | UAMED SURGICAL | SAILKOT | NMS PRECISION | NMS236 | Each | 1 | 1 | EX STOCK OR 21 DAYS | 40
42294908-00030 | FORCEPS | FORCEPS, DISSECTING, GILLIES Block joint Serrated jaws, 1 x 2 teeth Fine tip Guide pin, Grip with transverse grooves Stainless steel Length: 150 mm Autoclavable, | TECMED (PTY) LTD | Care and Cure Surgico | Pakistan | CCS | 03-211-15 RT | Each | One | GILLIES tissue forceps, 15.5cm | 28 - 42 days | 45.2128
42294908-00031 | FORCEPS | FORCEPS, DISSECTING/DRESSING, Standard Pattern Block joint Non-toothed serrated jaws Grip with transverse grooves Stainless steel Length: 180 mm Autoclavable, | PREMIER ENDOSCOPY | WELDON | PAKISTAN | WELDON | WI-047-006 | each | 5 | Offer 1 - WELDON (2 Year Guarantee) | 21 | 24.063
42294908-00031 | FORCEPS | FORCEPS, DISSECTING/DRESSING, Standard Pattern Block joint Non-toothed serrated jaws Grip with transverse grooves Stainless steel Length: 180 mm Autoclavable, | ACCESS MEDICAL (PTY) LTD | DARLEYS SURGICAL CO. | PAKISTAN | ACCESS / DARLEYS | 908031 | Each | 10 | 1 | 14 | 26.6954
42294908-00031 | FORCEPS | FORCEPS, DISSECTING/DRESSING, Standard Pattern Block joint Non-toothed serrated jaws Grip with transverse grooves Stainless steel Length: 180 mm Autoclavable, | K3 MEDICAL (PTY) LTD. | FHQ TRADING CO. LTD. | PAKISTAN | K3M | K3M079 | Each | 1 | 1 | 30 DAYS | 40.9851
42294908-00032 | FORCEPS | FORCEPS, DISSECTING/DRESSING, Standard Pattern Block joint Non-toothed serrated jaws Grip with transverse grooves Stainless steel Length: 250 mm Autoclavable, | ALOE MEDICAL SUPPLIES (PTY) LTD | FOREIGNER INSTRUMENTS | PAKISTAN | FOREIGNER INSTRUMENTS | FI-09-260-25 | Each | 50 | 50 | 30 days | 37.8019
42294908-00032 | FORCEPS | FORCEPS, DISSECTING/DRESSING, Standard Pattern Block joint Non-toothed serrated jaws Grip with transverse grooves Stainless steel Length: 250 mm Autoclavable, | ZWANGA TOR ( PTY) LTD | MAQ Surgical (pty) Ltd | Pakistan & RSA | MAQ | 02-00396 | Each | 1 case | 1 | 21Days | 38.61
42294908-00032 | FORCEPS | FORCEPS, DISSECTING/DRESSING, Standard Pattern Block joint Non-toothed serrated jaws Grip with transverse grooves Stainless steel Length: 250 mm Autoclavable, | K3 MEDICAL (PTY) LTD. | FHQ TRADING CO. LTD. | PAKISTAN | K3M | K3M080 | Each | 1 | 1 | 30 DAYS | 55.4378
42294908-00033 | FORCEPS | FORCEPS, DISSECTING, WAUGH Block joint Non-toothed serrated jaws Fine tip Guide pin, Grip with transverse grooves Stainless steel Length: 150 mm Autoclavable, | NFR MEDICAL SUPPLIERS CC | ZARTAAS INDUSTRIES | PAKISTAN | ZARTAAS | SI204 | Each | 1 | 1 | 7 DAYS | 36
42294908-00033 | FORCEPS | FORCEPS, DISSECTING, WAUGH Block joint Non-toothed serrated jaws Fine tip Guide pin, Grip with transverse grooves Stainless steel Length: 150 mm Autoclavable, | NATIONAL MEDICAL SUPPLIES | UAMED SURGICAL | SAILKOT | NMS PRECISION | NMS239 | Each | 1 | 1 | EX STOCK OR 21 DAYS | 40
42294908-00033 | FORCEPS | FORCEPS, DISSECTING, WAUGH Block joint Non-toothed serrated jaws Fine tip Guide pin, Grip with transverse grooves Stainless steel Length: 150 mm Autoclavable, | PREMIER ENDOSCOPY | WELDON | PAKISTAN | WELDON | WI-720-005 | each | 1 | Offer 1 - WELDON (2 Year Guarantee) | 21 | 44.1187
42294908-00034 | FORCEPS | FORCEPS, DISSECTING, WAUGH Block joint Serrated jaws, 1 x 2 teeth Fine tip Guide pin, Grip with transverse grooves Stainless steel Length: 150 mm Autoclavable, | NFR MEDICAL SUPPLIERS CC | ZARTAAS INDUSTRIES | PAKISTAN | ZARTAAS | SI205 | Each | 1 | 1 | 7 DAYS | 36
42294908-00034 | FORCEPS | FORCEPS, DISSECTING, WAUGH Block joint Serrated jaws, 1 x 2 teeth Fine tip Guide pin, Grip with transverse grooves Stainless steel Length: 150 mm Autoclavable, | NATIONAL MEDICAL SUPPLIES | UAMED SURGICAL | SAILKOT | NMS PRECISION | NMS240 | Each | 1 | 1 | EX STOCK OR 21 DAYS | 44
42294908-00034 | FORCEPS | FORCEPS, DISSECTING, WAUGH Block joint Serrated jaws, 1 x 2 teeth Fine tip Guide pin, Grip with transverse grooves Stainless steel Length: 150 mm Autoclavable, | PREMIER ENDOSCOPY | WELDON | PAKISTAN | WELDON | WI-720-006 | each | 1 | Offer 1 - WELDON (2 Year Guarantee) | 21 | 44.1675
42294908-00035 | FORCEPS | FORCEPS, DISSECTING, WAUGH Block joint Serrated jaws, 1 x 2 teeth Fine tip Guide pin, Grip with transverse grooves Stainless steel Length: 200 mm Autoclavable, | NFR MEDICAL SUPPLIERS CC | ZARTAAS INDUSTRIES | PAKISTAN | ZARTAAS | SI206 | Each | 1 | 1 | 7 DAYS | 41
42294908-00035 | FORCEPS | FORCEPS, DISSECTING, WAUGH Block joint Serrated jaws, 1 x 2 teeth Fine tip Guide pin, Grip with transverse grooves Stainless steel Length: 200 mm Autoclavable, | PREMIER ENDOSCOPY | WELDON | PAKISTAN | WELDON | WI-720-007 | each | 1 | Offer 1 - WELDON (2 Year Guarantee) | 21 | 52.1332
42294908-00035 | FORCEPS | FORCEPS, DISSECTING, WAUGH Block joint Serrated jaws, 1 x 2 teeth Fine tip Guide pin, Grip with transverse grooves Stainless steel Length: 200 mm Autoclavable, | TECMED (PTY) LTD | Care and Cure Surgico | Pakistan | CCS | 03-204-20 RT | Each | One | WAUGH tissue forceps, 1x2 teeth, serrated, 20cm | 28 - 42 days | 53.7833
42294908-00036 | FORCEPS | FORCEPS, DISSECTING/ LIGATURE CARRIER, RUMEL Serrated jaws, box joint Stainless steel Full curved Length: 230 mm Autoclavable, | BEREA MEDICALS (PTY) LTD | Modern Surgical Corporation | Pakistan | Modern |  | Each | 150 |  | 14-21 Days | 74
42294908-00036 | FORCEPS | FORCEPS, DISSECTING/ LIGATURE CARRIER, RUMEL Serrated jaws, box joint Stainless steel Full curved Length: 230 mm Autoclavable, | VURHENA HEALTH SERVICES ( PTY) LTD | Modern Surgical Corporation | Pakistan | Modern |  | Each | 100 |  | 14-21 days | 82.8
42294908-00036 | FORCEPS | FORCEPS, DISSECTING/ LIGATURE CARRIER, RUMEL Serrated jaws, box joint Stainless steel Full curved Length: 230 mm Autoclavable, | UNICORE HOLDINGS (PTY) LTD | VITRA INTERNATIONAL | PAKISTAN | VITRA | 10-7188 | Each | 10 | OFFER 1 | 7-10 DAYS (EX STOCK) | 105.14
42294908-00037 | FORCEPS | FORCEPS, ENDOTRACHEAL, MAGILL`S FOR INFANTS Serrated, fenestrated jaws, screw joint Stainless steel with matte finish Length: 150 mm Autoclavable, | ZWANGA TOR ( PTY) LTD | MAQ Surgical (pty) Ltd | Pakistan & RSA | MAQ | 01-00092/15 | Each | 1 case | 1 | 21Days | 38.61
42294908-00037 | FORCEPS | FORCEPS, ENDOTRACHEAL, MAGILL`S FOR INFANTS Serrated, fenestrated jaws, screw joint Stainless steel with matte finish Length: 150 mm Autoclavable, | VURHENA HEALTH SERVICES ( PTY) LTD | Modern Surgical Corporation | Pakistan | Modern |  | Each | 100 |  | 14-21 days | 42.97
42294908-00037 | FORCEPS | FORCEPS, ENDOTRACHEAL, MAGILL`S FOR INFANTS Serrated, fenestrated jaws, screw joint Stainless steel with matte finish Length: 150 mm Autoclavable, | BEREA MEDICALS (PTY) LTD | Modern Surgical Corporation | Pakistan | Modern |  | Each | 150 |  | 14-21 Days | 43.23
42294908-00038 | FORCEPS | FORCEPS, ENDOTRACHEAL, MAGILL`S FOR CHILDREN Serrated, fenestrated jaws, screw joint Stainless steel with matte finish Length: 200 mm Autoclavable, | ZWANGA TOR ( PTY) LTD | MAQ Surgical (pty) Ltd | Pakistan & RSA | MAQ | 18-03936 | Each | 1 case | 1 | 21Days | 41.83
42294908-00038 | FORCEPS | FORCEPS, ENDOTRACHEAL, MAGILL`S FOR CHILDREN Serrated, fenestrated jaws, screw joint Stainless steel with matte finish Length: 200 mm Autoclavable, | BEREA MEDICALS (PTY) LTD | Modern Surgical Corporation | Pakistan | Modern |  | Each | 150 |  | 14-21 Days | 42.96
42294908-00038 | FORCEPS | FORCEPS, ENDOTRACHEAL, MAGILL`S FOR CHILDREN Serrated, fenestrated jaws, screw joint Stainless steel with matte finish Length: 200 mm Autoclavable, | VURHENA HEALTH SERVICES ( PTY) LTD | Modern Surgical Corporation | Pakistan | Modern |  | Each | 100 |  | 14-21 days | 43.12
42294908-00039 | FORCEPS | FORCEPS, ENDOTRACHEAL, MAGILL`S FOR ADULTS Serrated, fenestrated jaws, screw joint Stainless steel with matte finish Length: 240 mm Autoclavable, | ZWANGA TOR ( PTY) LTD | MAQ Surgical (pty) Ltd | Pakistan & RSA | MAQ | 18-03937 | Each | 1 case | 1 | 21Days | 48.26
42294908-00039 | FORCEPS | FORCEPS, ENDOTRACHEAL, MAGILL`S FOR ADULTS Serrated, fenestrated jaws, screw joint Stainless steel with matte finish Length: 240 mm Autoclavable, | BEREA MEDICALS (PTY) LTD | Modern Surgical Corporation | Pakistan | Modern |  | Each | 150 |  | 14-21 Days | 78.3
42294908-00039 | FORCEPS | FORCEPS, ENDOTRACHEAL, MAGILL`S FOR ADULTS Serrated, fenestrated jaws, screw joint Stainless steel with matte finish Length: 240 mm Autoclavable, | VURHENA HEALTH SERVICES ( PTY) LTD | Modern Surgical Corporation | Pakistan | Modern |  | Each | 100 |  | 14-21 days | 79.87
42294908-00040 | FORCEPS | FORCEPS, KIDNEY-STONE/RANDALL Screw joint Serrated, fenestrated jaws Stainless steel Size : Slight ( ¼ )curve No. 1 Length: 230 mm Autoclavable, & ISO13485 | VURHENA HEALTH SERVICES ( PTY) LTD | Modern Surgical Corporation | Pakistan | Modern |  | Each | 100 |  | 14-21 days | 124.2
42294908-00040 | FORCEPS | FORCEPS, KIDNEY-STONE/RANDALL Screw joint Serrated, fenestrated jaws Stainless steel Size : Slight ( ¼ )curve No. 1 Length: 230 mm Autoclavable, & ISO13485 | PREMIER ENDOSCOPY | WELDON | PAKISTAN | WELDON | WI-340-001 | each | 1 | Offer 1 - WELDON (2 Year Guarantee) | 21 | 140.322
42294908-00040 | FORCEPS | FORCEPS, KIDNEY-STONE/RANDALL Screw joint Serrated, fenestrated jaws Stainless steel Size : Slight ( ¼ )curve No. 1 Length: 230 mm Autoclavable, & ISO13485 | ZWANGA TOR ( PTY) LTD | MAQ Surgical (pty) Ltd | Pakistan & RSA | MAQ | 11-03006 | Each | 1 case | 1 | 21Days | 144.78
42294908-00041 | FORCEPS | FORCEPS, KIDNEY-STONE/RANDALL Screw joint Serrated, fenestrated jaws Stainless steel Size : Deep ( ½ ) curve No. 2 Length: 210 mm Autoclavable, | PREMIER ENDOSCOPY | WELDON | PAKISTAN | WELDON | WI-340-002 | each | 1 | Offer 1 - WELDON (2 Year Guarantee) | 21 | 140.3415
42294908-00041 | FORCEPS | FORCEPS, KIDNEY-STONE/RANDALL Screw joint Serrated, fenestrated jaws Stainless steel Size : Deep ( ½ ) curve No. 2 Length: 210 mm Autoclavable, | ZWANGA TOR ( PTY) LTD | MAQ Surgical (pty) Ltd | Pakistan & RSA | MAQ | 11-03007 | Each | 1 case | 1 | 21Days | 144.78
42294908-00041 | FORCEPS | FORCEPS, KIDNEY-STONE/RANDALL Screw joint Serrated, fenestrated jaws Stainless steel Size : Deep ( ½ ) curve No. 2 Length: 210 mm Autoclavable, | UNICORE HOLDINGS (PTY) LTD | VITRA INTERNATIONAL | PAKISTAN | VITRA | 10-7196 | Each | 10 | OFFER 1 | 7-10 DAYS (EX STOCK) | 152.83
42294908-00042 | FORCEPS | FORCEPS, KIDNEY-STONE/RANDALL Screw joint Serrated, fenestrated jaws Stainless steel Size : Slight (3/4) curve No. 3 Length: 195 mm Autoclavable, | PREMIER ENDOSCOPY | WELDON | PAKISTAN | WELDON | WI-340-003 | each | 1 | Offer 1 - WELDON (2 Year Guarantee) | 21 | 140.361
42294908-00042 | FORCEPS | FORCEPS, KIDNEY-STONE/RANDALL Screw joint Serrated, fenestrated jaws Stainless steel Size : Slight (3/4) curve No. 3 Length: 195 mm Autoclavable, | ZWANGA TOR ( PTY) LTD | MAQ Surgical (pty) Ltd | Pakistan & RSA | MAQ | 11-03008 | Each | 1 case | 1 | 21Days | 144.78
42294908-00042 | FORCEPS | FORCEPS, KIDNEY-STONE/RANDALL Screw joint Serrated, fenestrated jaws Stainless steel Size : Slight (3/4) curve No. 3 Length: 195 mm Autoclavable, | UNICORE HOLDINGS (PTY) LTD | VITRA INTERNATIONAL | PAKISTAN | VITRA | 10-7197 | Each | 10 | OFFER 1 | 7-10 DAYS (EX STOCK) | 152.83
42294908-00043 | FORCEPS | FORCEPS, KIDNEY-STONE/RANDALL Screw joint Serrated, fenestrated jaws Stainless steel Size : Deep retro curve No. 4 Length: 180 mm Autoclavable, | PREMIER ENDOSCOPY | WELDON | PAKISTAN | WELDON | WI-340-004 | each | 1 | Offer 1 - WELDON (2 Year Guarantee) | 21 | 140.3805
42294908-00043 | FORCEPS | FORCEPS, KIDNEY-STONE/RANDALL Screw joint Serrated, fenestrated jaws Stainless steel Size : Deep retro curve No. 4 Length: 180 mm Autoclavable, | UNICORE HOLDINGS (PTY) LTD | VITRA INTERNATIONAL | PAKISTAN | VITRA | 10-7198 | Each | 10 | OFFER 1 | 7-10 DAYS (EX STOCK) | 152.83
42294908-00043 | FORCEPS | FORCEPS, KIDNEY-STONE/RANDALL Screw joint Serrated, fenestrated jaws Stainless steel Size : Deep retro curve No. 4 Length: 180 mm Autoclavable, | NFR MEDICAL SUPPLIERS CC | ZARTAAS INDUSTRIES | PAKISTAN | ZARTAAS | SI214 | Each | 1 | 1 | 7 DAYS | 175
42294908-00044 | FORCEPS | FORCEPS, EAR DRESSING, LUCAE Bayonet shaped Non-toothed serrated jaws Grip with transverse grooves Stainless steel Length: 140 mm Autoclavable, | NFR MEDICAL SUPPLIERS CC | ZARTAAS INDUSTRIES | PAKISTAN | ZARTAAS | SI215 | Each | 1 | 1 | 7 DAYS | 32
42294908-00044 | FORCEPS | FORCEPS, EAR DRESSING, LUCAE Bayonet shaped Non-toothed serrated jaws Grip with transverse grooves Stainless steel Length: 140 mm Autoclavable, | TECMED (PTY) LTD | Care and Cure Surgico | Pakistan | CCS | 03-141-14 RT | Each | One | LUCAE bayonet shape forceps, 14cm | 28 - 42 days | 39.6308
42294908-00044 | FORCEPS | FORCEPS, EAR DRESSING, LUCAE Bayonet shaped Non-toothed serrated jaws Grip with transverse grooves Stainless steel Length: 140 mm Autoclavable, | NATIONAL MEDICAL SUPPLIES | UAMED SURGICAL | SAILKOT | NMS PRECISION | NMS251 | Each | 1 | 1 | EX STOCK OR 21 DAYS | 40
42294908-00045 | FORCEPS | FORCEPS, NASAL DRESSING, TILLEY Box joint Angled, serrated jaw ends Stainless steel with matte finish Length: 90 mm Autoclavable, | ZWANGA TOR ( PTY) LTD | MAQ Surgical (pty) Ltd | Pakistan & RSA | MAQ | 02-04289 | Each | 1 case | 1 | 21Days | 96.52
42294908-00045 | FORCEPS | FORCEPS, NASAL DRESSING, TILLEY Box joint Angled, serrated jaw ends Stainless steel with matte finish Length: 90 mm Autoclavable, | ALOE MEDICAL SUPPLIES (PTY) LTD | FOREIGNER INSTRUMENTS | PAKISTAN | FOREIGNER INSTRUMENTS | FI-11-373-09 | Each | 50 | 50 | 30 days | 101.0474
42294908-00045 | FORCEPS | FORCEPS, NASAL DRESSING, TILLEY Box joint Angled, serrated jaw ends Stainless steel with matte finish Length: 90 mm Autoclavable, | TECMED (PTY) LTD | Care and Cure Surgico | Pakistan | CCS | 01-431-73 RT | Each | One | TILLEY ear forceps 17cm | 28 - 42 days | 113.8967
42294908-00046 | FORCEPS | FORCEPS, NASAL DRESSING, TROELTSCH Angled Stainless steel Length: 115 mm Autoclavable, | NFR MEDICAL SUPPLIERS CC | ZARTAAS INDUSTRIES | PAKISTAN | ZARTAAS | SI217 | Each | 1 | 1 | 7 DAYS | 29
42294908-00046 | FORCEPS | FORCEPS, NASAL DRESSING, TROELTSCH Angled Stainless steel Length: 115 mm Autoclavable, | ZWANGA TOR ( PTY) LTD | MAQ Surgical (pty) Ltd | Pakistan & RSA | MAQ | 08-02465/11 | Each | 1 case | 1 | 21Days | 32.17
42294908-00046 | FORCEPS | FORCEPS, NASAL DRESSING, TROELTSCH Angled Stainless steel Length: 115 mm Autoclavable, | NATIONAL MEDICAL SUPPLIES | UAMED SURGICAL | SAILKOT | NMS PRECISION | NMS253 | Each | 1 | 1 | EX STOCK OR 21 DAYS | 34
42294908-00047 | FORCEPS | FORCEPS, OBSTETRIC, WRIGLEY Stainless steel Length: 270 mm Autoclavable, | THOGWA MEDICALS AND PHARMACEUTICALS (PTY) LTD | BIBI SURGICAL INDUSTRY | SKT | BIBI | BB5420249 | Each | 2 | N/A | 15-20 days | 125.5
42294908-00048 | FORCEPS | FORCEPS, OVUM, McCLINTOCK Curved, screw joint Stainless steel Length: 240 mm Autoclavable, | UNICORE HOLDINGS (PTY) LTD | VITRA INTERNATIONAL | PAKISTAN | VITRA | 10-7203 | Each | 10 | OFFER 1 | 7-10 DAYS (EX STOCK) | 146.1
42294908-00048 | FORCEPS | FORCEPS, OVUM, McCLINTOCK Curved, screw joint Stainless steel Length: 240 mm Autoclavable, | PREMIER ENDOSCOPY | WELDON | PAKISTAN | WELDON | WI-730-005 | each | 1 | Offer 1 - WELDON (2 Year Guarantee) | 21 | 160.3193
42294908-00048 | FORCEPS | FORCEPS, OVUM, McCLINTOCK Curved, screw joint Stainless steel Length: 240 mm Autoclavable, | MORGAN PILLAY SURGICAL MANUFACTURERS | VITRA INTERNATIONAL | PAKISTAN | VITRA | 10-7203 | Each | 10 | OFFER 01 | 15-21 DAYS | 179.998
42294908-00049 | FORCEPS | FORCEPS, SINUS, LISTER Straight, box joint Serrated tip Stainless steel Length: 125 mm Autoclavable, | NFR MEDICAL SUPPLIERS CC | ZARTAAS INDUSTRIES | PAKISTAN | ZARTAAS | SI220 | Each | 1 | 1 | 7 DAYS | 44
42294908-00049 | FORCEPS | FORCEPS, SINUS, LISTER Straight, box joint Serrated tip Stainless steel Length: 125 mm Autoclavable, | PREMIER ENDOSCOPY | WELDON | PAKISTAN | WELDON | WI-730-010 | each | 1 | Offer 1 - WELDON (2 Year Guarantee) | 21 | 48.0968
42294908-00049 | FORCEPS | FORCEPS, SINUS, LISTER Straight, box joint Serrated tip Stainless steel Length: 125 mm Autoclavable, | NATIONAL MEDICAL SUPPLIES | UAMED SURGICAL | SAILKOT | NMS PRECISION | NMS256 | Each | 1 | 1 | EX STOCK OR 21 DAYS | 60
42294908-00050 | FORCEPS | FORCEPS, SINUS, LISTER Straight, box joint Serrated tip Stainless steel Length: 180 mm Autoclavable, | PREMIER ENDOSCOPY | WELDON | PAKISTAN | WELDON | WI-730-011 | each | 1 | Offer 1 - WELDON (2 Year Guarantee) | 21 | 72.1402
42294908-00050 | FORCEPS | FORCEPS, SINUS, LISTER Straight, box joint Serrated tip Stainless steel Length: 180 mm Autoclavable, | NATIONAL MEDICAL SUPPLIES | UAMED SURGICAL | SAILKOT | NMS PRECISION | NMS257 | Each | 1 | 1 | EX STOCK OR 21 DAYS | 74
42294908-00050 | FORCEPS | FORCEPS, SINUS, LISTER Straight, box joint Serrated tip Stainless steel Length: 180 mm Autoclavable, | UNICORE HOLDINGS (PTY) LTD | VITRA INTERNATIONAL | PAKISTAN | VITRA | 10-7205 | Each | 10 | OFFER 1 | 7-10 DAYS (EX STOCK) | 76.41
42294908-00051 | FORCEPS | FORCEPS, SPONGE/GAUZE PAD HOLDING RAMPLEY Straight, box joint Serrated jaws with ratchet Stainless steel Length: 180 mm Autoclavable, | ZWANGA TOR ( PTY) LTD | MAQ Surgical (pty) Ltd | Pakistan & RSA | MAQ | 02-00747 | Each | 1 case | 1 | 21Days | 38.61
42294908-00051 | FORCEPS | FORCEPS, SPONGE/GAUZE PAD HOLDING RAMPLEY Straight, box joint Serrated jaws with ratchet Stainless steel Length: 180 mm Autoclavable, | PREMIER ENDOSCOPY | WELDON | PAKISTAN | WELDON | WI-090-021 | each | 1 | Offer 1 - WELDON (2 Year Guarantee) | 21 | 72.1598
42294908-00051 | FORCEPS | FORCEPS, SPONGE/GAUZE PAD HOLDING RAMPLEY Straight, box joint Serrated jaws with ratchet Stainless steel Length: 180 mm Autoclavable, | THOGWA MEDICALS AND PHARMACEUTICALS (PTY) LTD | BIBI SURGICAL INDUSTRY | SKT | BIBI | BB5420253 | Each | 2 | N/A | 15-20 days | 75.45
42294908-00052 | FORCEPS | FORCEPS, SPONGE/GAUZE PAD HOLDING, RAMPLEY Straight, box joint Serrated jaws with ratchet Stainless steel Length: 250 mm Autoclavable, | ZWANGA TOR ( PTY) LTD | MAQ Surgical (pty) Ltd | Pakistan & RSA | MAQ | 02-004749 | Each | 1 case | 1 | 21Days | 46.65
42294908-00052 | FORCEPS | FORCEPS, SPONGE/GAUZE PAD HOLDING, RAMPLEY Straight, box joint Serrated jaws with ratchet Stainless steel Length: 250 mm Autoclavable, | Endomed Medical and Surgical Supplies cc. | Pakvino | Pakistan | Pakvino | PAKINS223 | Each | 10 units | OFFER 1 | 5-7 working days | 58.8665
42294908-00052 | FORCEPS | FORCEPS, SPONGE/GAUZE PAD HOLDING, RAMPLEY Straight, box joint Serrated jaws with ratchet Stainless steel Length: 250 mm Autoclavable, | INALA MEDICAL SUPPLIES | MODERN SURGICAL Corp CE | PAKISTAN | MODERN CE | 18-152-25 | EACH | N/A | YES | 30 DAYS | 85.73
42294908-00053 | FORCEPS | FORCEPS, SPLINTER, HUNTER Straight, block joint, fine sharp point Type: Tweezer Stainless steel Size : Large Length: 110mm Autoclavable, | PREMIER ENDOSCOPY | WELDON | PAKISTAN | WELDON | WI-057-005 | each | 5 | Offer 1 - WELDON (2 Year Guarantee) | 21 | 18.954
42294908-00053 | FORCEPS | FORCEPS, SPLINTER, HUNTER Straight, block joint, fine sharp point Type: Tweezer Stainless steel Size : Large Length: 110mm Autoclavable, | NFR MEDICAL SUPPLIERS CC | ZARTAAS INDUSTRIES | PAKISTAN | ZARTAAS | SI224 | Each | 1 | 1 | 7 DAYS | 29
42294908-00053 | FORCEPS | FORCEPS, SPLINTER, HUNTER Straight, block joint, fine sharp point Type: Tweezer Stainless steel Size : Large Length: 110mm Autoclavable, | ZWANGA TOR ( PTY) LTD | MAQ Surgical (pty) Ltd | Pakistan & RSA | MAQ | 02-00490 | Each | 1 case | 1 | 21Days | 35.39
42294908-00054 | FORCEPS | FORCEPS, TISSUE, ALLIS Box joint 4 x 5 teeth Stainless steel Length: 150 mm Autoclavable, | ACCESS MEDICAL (PTY) LTD | DARLEYS SURGICAL CO. | PAKISTAN | ACCESS / DARLEYS | 908054 | Each | 10 | 1 | 14 | 29.9642
42294908-00054 | FORCEPS | FORCEPS, TISSUE, ALLIS Box joint 4 x 5 teeth Stainless steel Length: 150 mm Autoclavable, | THOGWA MEDICALS AND PHARMACEUTICALS (PTY) LTD | BIBI SURGICAL INDUSTRY | SKT | BIBI | BB5420256 | Each | 2 | N/A | 15-20 days | 37.5
42294908-00054 | FORCEPS | FORCEPS, TISSUE, ALLIS Box joint 4 x 5 teeth Stainless steel Length: 150 mm Autoclavable, | PREMIER ENDOSCOPY | WELDON | PAKISTAN | WELDON | WI-327-002 | each | 1 | Offer 1 - WELDON (2 Year Guarantee) | 21 | 52.104
42294908-00055 | FORCEPS | FORCEPS, TISSUE, BABCOCK Box joint Stainless steel Length: 160 mm Autoclavable, | ACCESS MEDICAL (PTY) LTD | DARLEYS SURGICAL CO. | PAKISTAN | ACCESS / DARLEYS | 908055 | Each | 10 | 1 | 14 | 29.9642
42294908-00056 | FORCEPS | FORCEPS, TISSUE, LITTLEWOOD Box joint 2 x 3 teeth Stainless steel Length: 190 mm Autoclavable, | ZWANGA TOR ( PTY) LTD | MAQ Surgical (pty) Ltd | Pakistan & RSA | MAQ | 02-00471 | Each | 1 case | 1 | 21Days | 64.35
42294908-00056 | FORCEPS | FORCEPS, TISSUE, LITTLEWOOD Box joint 2 x 3 teeth Stainless steel Length: 190 mm Autoclavable, | BEREA MEDICALS (PTY) LTD | Modern Surgical Corporation | Pakistan | Modern |  | Each | 150 |  | 14-21 Days | 83.25
42294908-00056 | FORCEPS | FORCEPS, TISSUE, LITTLEWOOD Box joint 2 x 3 teeth Stainless steel Length: 190 mm Autoclavable, | SUPRA HEALTHCARE JOHANNESBURG PTY LTD | EUROMED INDUSTRIES | PAKISTAN | EUROMED | DEV-3271 | Each | Each | Offer 1 | 21 days thereafter 7 days | 84.1674
42294908-00057 | FORCEPS | FORCEPS, TISSUE, RUSSIAN Block joint Circular jaws Stainless steel Length: 150 mm Autoclavable, | ZWANGA TOR ( PTY) LTD | MAQ Surgical (pty) Ltd | Pakistan & RSA | MAQ | 02-00472 | Each | 1 case | 1 | 21Days | 48.26
42294908-00057 | FORCEPS | FORCEPS, TISSUE, RUSSIAN Block joint Circular jaws Stainless steel Length: 150 mm Autoclavable, | THOGWA MEDICALS AND PHARMACEUTICALS (PTY) LTD | BIBI SURGICAL INDUSTRY | SKT | BIBI | BB5420259 | Each | 2 | N/A | 15-20 days | 50.3
42294908-00057 | FORCEPS | FORCEPS, TISSUE, RUSSIAN Block joint Circular jaws Stainless steel Length: 150 mm Autoclavable, | PREMIER ENDOSCOPY | WELDON | PAKISTAN | WELDON | WI-054-007 | each | 1 | Offer 1 - WELDON (2 Year Guarantee) | 21 | 52.143
42294908-00058 | FORCEPS | FORCEPS, TISSUE, RUSSIAN Block joint, circular jaws Stainless steel Length: 200 mm Autoclavable, | ZWANGA TOR ( PTY) LTD | MAQ Surgical (pty) Ltd | Pakistan & RSA | MAQ | 02-00473 | Each | 1 case | 1 | 21Days | 64.03
42294908-00058 | FORCEPS | FORCEPS, TISSUE, RUSSIAN Block joint, circular jaws Stainless steel Length: 200 mm Autoclavable, | UNICORE HOLDINGS (PTY) LTD | VITRA INTERNATIONAL | PAKISTAN | VITRA | 10-7216 | Each | 10 | OFFER 1 | 7-10 DAYS (EX STOCK) | 66.94
42294908-00058 | FORCEPS | FORCEPS, TISSUE, RUSSIAN Block joint, circular jaws Stainless steel Length: 200 mm Autoclavable, | PREMIER ENDOSCOPY | WELDON | PAKISTAN | WELDON | WI-054-008 | each | 1 | Offer 1 - WELDON (2 Year Guarantee) | 21 | 68.1525
42294908-00059 | FORCEPS | FORCEPS, TISSUE, RUSSIAN Block joint, circular jaws Stainless steel Length: 250 mm Autoclavable, | UNICORE HOLDINGS (PTY) LTD | VITRA INTERNATIONAL | PAKISTAN | VITRA | 10-7217 | Each | 10 | OFFER 1 | 7-10 DAYS (EX STOCK) | 76.41
42294908-00059 | FORCEPS | FORCEPS, TISSUE, RUSSIAN Block joint, circular jaws Stainless steel Length: 250 mm Autoclavable, | ZWANGA TOR ( PTY) LTD | MAQ Surgical (pty) Ltd | Pakistan & RSA | MAQ | 02-00473/25 | Each | 1 case | 1 | 21Days | 88.48
42294908-00059 | FORCEPS | FORCEPS, TISSUE, RUSSIAN Block joint, circular jaws Stainless steel Length: 250 mm Autoclavable, | PREMIER ENDOSCOPY | WELDON | PAKISTAN | WELDON | WI-054-009 | each | 1 | Offer 1 - WELDON (2 Year Guarantee) | 21 | 90.1972
42294908-00060 | FORCEPS | FORCEPS, TOWEL HOLDING Type: Ball and socket Stainless steel Length: 130 mm Autoclavable, | ACCESS MEDICAL (PTY) LTD | DARLEYS SURGICAL CO. | PAKISTAN | ACCESS / DARLEYS | 908060 | Each | 10 | 1 | 14 | 54.208
42294908-00060 | FORCEPS | FORCEPS, TOWEL HOLDING Type: Ball and socket Stainless steel Length: 130 mm Autoclavable, | UNICORE HOLDINGS (PTY) LTD | VITRA INTERNATIONAL | PAKISTAN | VITRA | 10-7218 | Each | 10 | OFFER 1 | 7-10 DAYS (EX STOCK) | 57.46
42294908-00060 | FORCEPS | FORCEPS, TOWEL HOLDING Type: Ball and socket Stainless steel Length: 130 mm Autoclavable, | MORGAN PILLAY SURGICAL MANUFACTURERS | VITRA INTERNATIONAL | PAKISTAN | VITRA | 10-7218 | Each | 10 | OFFER 01 | 15-21 DAYS | 83.076
42294908-00061 | FORCEPS | FORCEPS, TOWEL HOLDING Cross action Stainless steel Length: 90 mm Autoclavable, | NFR MEDICAL SUPPLIERS CC | ZARTAAS INDUSTRIES | PAKISTAN | ZARTAAS | SI232 | Each | 1 | 1 | 7 DAYS | 32
42294908-00061 | FORCEPS | FORCEPS, TOWEL HOLDING Cross action Stainless steel Length: 90 mm Autoclavable, | BEREA MEDICALS (PTY) LTD | Modern Surgical Corporation | Pakistan | Modern |  | Each | 150 |  | 14-21 Days | 44.4
42294908-00061 | FORCEPS | FORCEPS, TOWEL HOLDING Cross action Stainless steel Length: 90 mm Autoclavable, | VURHENA HEALTH SERVICES ( PTY) LTD | Modern Surgical Corporation | Pakistan | Modern |  | Each | 100 |  | 14-21 days | 49.68
42294908-00062 | FORCEPS | FORCEPS, TOWEL HOLDING, BACKHAUS Box joint Stainless steel Length: 90 mm Autoclavable, | ALOE MEDICAL SUPPLIES (PTY) LTD | FOREIGNER INSTRUMENTS | PAKISTAN | FOREIGNER INSTRUMENTS | FI-13-090-09 | Each | 50 | 50 | 30 days | 33.8036
42294908-00062 | FORCEPS | FORCEPS, TOWEL HOLDING, BACKHAUS Box joint Stainless steel Length: 90 mm Autoclavable, | THOGWA MEDICALS AND PHARMACEUTICALS (PTY) LTD | BIBI SURGICAL INDUSTRY | SKT | BIBI | BB5420264 | Each | 2 | N/A | 15-20 days | 37.5
42294908-00062 | FORCEPS | FORCEPS, TOWEL HOLDING, BACKHAUS Box joint Stainless steel Length: 90 mm Autoclavable, | PREMIER ENDOSCOPY | WELDON | PAKISTAN | WELDON | WI-083-008 | each | 1 | Offer 1 - WELDON (2 Year Guarantee) | 21 | 40.17
42294908-00063 | FORCEPS | FORCEPS, TOWEL HOLDING, MAYO/BACKHAUS Box joint Stainless steel Length: 140 mm Autoclavable, | ALOE MEDICAL SUPPLIES (PTY) LTD | FOREIGNER INSTRUMENTS | PAKISTAN | FOREIGNER INSTRUMENTS | FI-13-090-14 | Each | 50 | 50 | 30 days | 34.8941
42294908-00063 | FORCEPS | FORCEPS, TOWEL HOLDING, MAYO/BACKHAUS Box joint Stainless steel Length: 140 mm Autoclavable, | PREMIER ENDOSCOPY | WELDON | PAKISTAN | WELDON | WI-083-009 | each | 1 | Offer 1 - WELDON (2 Year Guarantee) | 21 | 40.2188
42294908-00063 | FORCEPS | FORCEPS, TOWEL HOLDING, MAYO/BACKHAUS Box joint Stainless steel Length: 140 mm Autoclavable, | THOGWA MEDICALS AND PHARMACEUTICALS (PTY) LTD | BIBI SURGICAL INDUSTRY | SKT | BIBI | BB5420265 | Each | 2 | N/A | 15-20 days | 50.3
42294908-00064 | FORCEPS | FORCEPS, TRACHEAL DILATING, TROUSSEAU`S FOR CHILD Screw joint With spring Stainless steel Length: 125 mm Autoclavable, | UNICORE HOLDINGS (PTY) LTD | VITRA INTERNATIONAL | PAKISTAN | VITRA | 10-7222 | Each | 10 | OFFER 1 | 7-10 DAYS (EX STOCK) | 66.94
42294908-00064 | FORCEPS | FORCEPS, TRACHEAL DILATING, TROUSSEAU`S FOR CHILD Screw joint With spring Stainless steel Length: 125 mm Autoclavable, | NFR MEDICAL SUPPLIERS CC | ZARTAAS INDUSTRIES | PAKISTAN | ZARTAAS | SI235 | Each | 1 | 1 | 7 DAYS | 94
42294908-00064 | FORCEPS | FORCEPS, TRACHEAL DILATING, TROUSSEAU`S FOR CHILD Screw joint With spring Stainless steel Length: 125 mm Autoclavable, | MORGAN PILLAY SURGICAL MANUFACTURERS | VITRA INTERNATIONAL | PAKISTAN | VITRA | 10-7222 | Each | 10 | OFFER 01 | 15-21 DAYS | 96.922
42294908-00065 | FORCEPS | FORCEPS, TRACHEAL DILATING, TROUSSEAU`S FOR ADULT Screw joint With spring Stainless steel Length: 140 mm Autoclavable, | UNICORE HOLDINGS (PTY) LTD | VITRA INTERNATIONAL | PAKISTAN | VITRA | 10-7223 | Each | 10 | OFFER 1 | 7-10 DAYS (EX STOCK) | 66.94
42294908-00065 | FORCEPS | FORCEPS, TRACHEAL DILATING, TROUSSEAU`S FOR ADULT Screw joint With spring Stainless steel Length: 140 mm Autoclavable, | MORGAN PILLAY SURGICAL MANUFACTURERS | VITRA INTERNATIONAL | PAKISTAN | VITRA | 10-7223 | Each | 10 | OFFER 01 | 15-21 DAYS | 96.922
42294908-00065 | FORCEPS | FORCEPS, TRACHEAL DILATING, TROUSSEAU`S FOR ADULT Screw joint With spring Stainless steel Length: 140 mm Autoclavable, | NFR MEDICAL SUPPLIERS CC | ZARTAAS INDUSTRIES | PAKISTAN | ZARTAAS | SI236 | Each | 1 | 1 | 7 DAYS | 101
42294908-00066 | FORCEPS | FORCEPS, UTERINE, GREEN-ARMYTAGE Straight, screw joint Stainless steel Length: 210 mm Autoclavable, & ISO13485 | ZWANGA TOR ( PTY) LTD | MAQ Surgical (pty) Ltd | Pakistan & RSA | MAQ | 02-00737 | Each | 1 case | 1 | 21Days | 67.56
42294908-00066 | FORCEPS | FORCEPS, UTERINE, GREEN-ARMYTAGE Straight, screw joint Stainless steel Length: 210 mm Autoclavable, & ISO13485 | BEREA MEDICALS (PTY) LTD | Modern Surgical Corporation | Pakistan | Modern |  | Each | 150 |  | 14-21 Days | 68.12
42294908-00066 | FORCEPS | FORCEPS, UTERINE, GREEN-ARMYTAGE Straight, screw joint Stainless steel Length: 210 mm Autoclavable, & ISO13485 | VURHENA HEALTH SERVICES ( PTY) LTD | Modern Surgical Corporation | Pakistan | Modern |  | Each | 100 |  | 14-21 days | 100.12
42294908-00067 | FORCEPS | FORCEPS, UTERINE DRESSING, BOZEMANN`S Double curved shanks, box joint Serrated jaws Stainless steel Length: 260 mm Autoclavable, | ZWANGA TOR ( PTY) LTD | MAQ Surgical (pty) Ltd | Pakistan & RSA | MAQ | 13-03186 | Each | 1 case | 1 | 21Days | 96.52
42294908-00067 | FORCEPS | FORCEPS, UTERINE DRESSING, BOZEMANN`S Double curved shanks, box joint Serrated jaws Stainless steel Length: 260 mm Autoclavable, | PREMIER ENDOSCOPY | WELDON | PAKISTAN | WELDON | WI-091-018 | each | 1 | Offer 1 - WELDON (2 Year Guarantee) | 21 | 100.2105
42294908-00067 | FORCEPS | FORCEPS, UTERINE DRESSING, BOZEMANN`S Double curved shanks, box joint Serrated jaws Stainless steel Length: 260 mm Autoclavable, | ALOE MEDICAL SUPPLIES (PTY) LTD | FOREIGNER INSTRUMENTS | PAKISTAN | FOREIGNER INSTRUMENTS | FI-13-134-26 | Each | 50 | 50 | 30 days | 101.0474
42294908-00068 | FORCEPS | FORCEPS, UTERINE TENACULUM, SCHROEDER Standard Pattern Straight, box joint Stainless steel Length: 250 mm Autoclavable, | ALOE MEDICAL SUPPLIES (PTY) LTD | FOREIGNER INSTRUMENTS | PAKISTAN | FOREIGNER INSTRUMENTS | FI-13-175-25 | Each | 50 | 50 | 30 days | 74.1499
42294908-00068 | FORCEPS | FORCEPS, UTERINE TENACULUM, SCHROEDER Standard Pattern Straight, box joint Stainless steel Length: 250 mm Autoclavable, | INALA MEDICAL SUPPLIES | MODERN SURGICAL Corp CE | PAKISTAN | MODERN CE | 41-390-25 | EACH | N/A | YES | 30 DAYS | 85.73
42294908-00068 | FORCEPS | FORCEPS, UTERINE TENACULUM, SCHROEDER Standard Pattern Straight, box joint Stainless steel Length: 250 mm Autoclavable, | BEREA MEDICALS (PTY) LTD | Modern Surgical Corporation | Pakistan | Modern |  | Each | 150 |  | 14-21 Days | 92.5
42294908-00069 | FORCEPS | FORCEPS, UTERINE VULSELLUM, TEALE Curved sideways, box joint 3 x 4 teeth Stainless steel Length: 230 mm Autoclavable, | ALOE MEDICAL SUPPLIES (PTY) LTD | FOREIGNER INSTRUMENTS | PAKISTAN | FOREIGNER INSTRUMENTS | FI-13-182-23 | Each | 50 | 50 | 30 days | 87.5987
42294908-00069 | FORCEPS | FORCEPS, UTERINE VULSELLUM, TEALE Curved sideways, box joint 3 x 4 teeth Stainless steel Length: 230 mm Autoclavable, | ZWANGA TOR ( PTY) LTD | MAQ Surgical (pty) Ltd | Pakistan & RSA | MAQ | 13-03193 | Each | 1 case | 1 | 21Days | 96.52
42294908-00069 | FORCEPS | FORCEPS, UTERINE VULSELLUM, TEALE Curved sideways, box joint 3 x 4 teeth Stainless steel Length: 230 mm Autoclavable, | BEREA MEDICALS (PTY) LTD | Modern Surgical Corporation | Pakistan | Modern |  | Each | 150 |  | 14-21 Days | 103.6
42294908-00070 | FORCEPS | FORCEPS, ARTERY, HALSTED-MOSQUITO Straight box joint Fine tip Stainless steel Length: 125 mm Autoclavable, | ZWANGA TOR ( PTY) LTD | MAQ Surgical (pty) Ltd | Pakistan & RSA | MAQ | 02-00543 | Each | 1 case | 1 | 21Days | 28.96
42294908-00070 | FORCEPS | FORCEPS, ARTERY, HALSTED-MOSQUITO Straight box joint Fine tip Stainless steel Length: 125 mm Autoclavable, | PREMIER ENDOSCOPY | WELDON | PAKISTAN | WELDON | WI-062-010 | each | 1 | Offer 1 - WELDON (2 Year Guarantee) | 21 | 30.0983
42294908-00070 | FORCEPS | FORCEPS, ARTERY, HALSTED-MOSQUITO Straight box joint Fine tip Stainless steel Length: 125 mm Autoclavable, | THOGWA MEDICALS AND PHARMACEUTICALS (PTY) LTD | BIBI SURGICAL INDUSTRY | SKT | BIBI | BB5420272 | Each | 2 | N/A | 15-20 days | 31.3
42294908-00071 | FORCEPS | FORCEPS, DISSECTING/DRESSING, STANDARD PATTERN Block joint Non-toothed serrated jaws Grip with transverse grooves Stainless steel Length: 130 mm Autoclavable, | PREMIER ENDOSCOPY | WELDON | PAKISTAN | WELDON | WI-047-003 | each | 10 | Offer 1 - WELDON (2 Year Guarantee) | 21 | 12.0217
42294908-00071 | FORCEPS | FORCEPS, DISSECTING/DRESSING, STANDARD PATTERN Block joint Non-toothed serrated jaws Grip with transverse grooves Stainless steel Length: 130 mm Autoclavable, | ALOE MEDICAL SUPPLIES (PTY) LTD | FOREIGNER INSTRUMENTS | PAKISTAN | FOREIGNER INSTRUMENTS | FI-09-260-13 | Each | 50 | 50 | 30 days | 24.3532
42294908-00071 | FORCEPS | FORCEPS, DISSECTING/DRESSING, STANDARD PATTERN Block joint Non-toothed serrated jaws Grip with transverse grooves Stainless steel Length: 130 mm Autoclavable, | BIOCLIN SOLUTIONS CC | Durable Hospital | Pakistan | Durable | INST-131 | Each | 1 | 1 | 42 | 24.38
42294908-00073 | FORCEPS | FORCEPS DE BAKEY DISSECTING Block Joint Atraumatic-Grip, Vascular Forceps with non-traumatic serration Length : 155 mm Width : 1.5 mm Autoclavable Stainless Steel & | THOGWA MEDICALS AND PHARMACEUTICALS (PTY) LTD | BIBI SURGICAL INDUSTRY | SKT | BIBI | BB5420274 | Each | 2 | N/A | 15-20 days | 50.3
42294908-00073 | FORCEPS | FORCEPS DE BAKEY DISSECTING Block Joint Atraumatic-Grip, Vascular Forceps with non-traumatic serration Length : 155 mm Width : 1.5 mm Autoclavable Stainless Steel & | PREMIER ENDOSCOPY | WELDON | PAKISTAN | WELDON | WI-299-005 | each | 1 | Offer 1 - WELDON (2 Year Guarantee) | 21 | 60.1185
42294908-00073 | FORCEPS | FORCEPS DE BAKEY DISSECTING Block Joint Atraumatic-Grip, Vascular Forceps with non-traumatic serration Length : 155 mm Width : 1.5 mm Autoclavable Stainless Steel & | UNICORE HOLDINGS (PTY) LTD | VITRA INTERNATIONAL | PAKISTAN | VITRA | 10-7331 | Each | 10 | OFFER 1 | 7-10 DAYS (EX STOCK) | 69.69
42294908-00074 | FORCEPS | FORCEPS DE BAKEY DISSECTING Block Joint Atraumatic-Grip, Vascular Forceps with non-traumatic serration Length : 200 mm Width : 1.5 mm Autoclavable Stainless Steel & | PREMIER ENDOSCOPY | WELDON | PAKISTAN | WELDON | WI-299-006 | set | 1 | Offer 1 - WELDON (2 Year Guarantee) | 21 | 72.1402
42294908-00074 | FORCEPS | FORCEPS DE BAKEY DISSECTING Block Joint Atraumatic-Grip, Vascular Forceps with non-traumatic serration Length : 200 mm Width : 1.5 mm Autoclavable Stainless Steel & | ALOE MEDICAL SUPPLIES (PTY) LTD | FOREIGNER INSTRUMENTS | PAKISTAN | FOREIGNER INSTRUMENTS | FI-09-531-03 | Set | 50 | 50 | 30 days | 87.5987
42294908-00074 | FORCEPS | FORCEPS DE BAKEY DISSECTING Block Joint Atraumatic-Grip, Vascular Forceps with non-traumatic serration Length : 200 mm Width : 1.5 mm Autoclavable Stainless Steel & | UNICORE HOLDINGS (PTY) LTD | VITRA INTERNATIONAL | PAKISTAN | VITRA | 10-7332 | Set | 10 | OFFER 1 | 7-10 DAYS (EX STOCK) | 108.2
42294908-00075 | FORCEPS | FORCEPS DE BAKEY DISSECTING Block Joint Atraumatic-Grip, Vascular Forceps with non-traumatic serration Length : 240 mm Width : 1.5 mm Autoclavable Stainless Steel & | SUPRA HEALTHCARE JOHANNESBURG PTY LTD | EUROMED INDUSTRIES | PAKISTAN | EUROMED | DEV-3001 | Each | Each | Offer 1 | 21 days thereafter 7 days | 50.5632
42294908-00075 | FORCEPS | FORCEPS DE BAKEY DISSECTING Block Joint Atraumatic-Grip, Vascular Forceps with non-traumatic serration Length : 240 mm Width : 1.5 mm Autoclavable Stainless Steel & | PREMIER ENDOSCOPY | WELDON | PAKISTAN | WELDON | WI-299-007 | each | 1 | Offer 1 - WELDON (2 Year Guarantee) | 21 | 80.1547
42294908-00075 | FORCEPS | FORCEPS DE BAKEY DISSECTING Block Joint Atraumatic-Grip, Vascular Forceps with non-traumatic serration Length : 240 mm Width : 1.5 mm Autoclavable Stainless Steel & | ALOE MEDICAL SUPPLIES (PTY) LTD | FOREIGNER INSTRUMENTS | PAKISTAN | FOREIGNER INSTRUMENTS | FI-09-532-03 | Each | 50 | 50 | 30 days | 91.597
42294908-00076 | FORCEPS | FORCEPS DE BAKEY DISSECTING Block Joint Atraumatic-Grip, Vascular Forceps with non-traumatic serration Length : 200 mm Width : 2 mm Autoclavable Stainless Steel & | PREMIER ENDOSCOPY | WELDON | PAKISTAN | WELDON | WI-299-09 | each | 1 | Offer 1 - WELDON (2 Year Guarantee) | 21 | 72.1598
42294908-00076 | FORCEPS | FORCEPS DE BAKEY DISSECTING Block Joint Atraumatic-Grip, Vascular Forceps with non-traumatic serration Length : 200 mm Width : 2 mm Autoclavable Stainless Steel & | ALOE MEDICAL SUPPLIES (PTY) LTD | FOREIGNER INSTRUMENTS | PAKISTAN | FOREIGNER INSTRUMENTS | FI-09-530-04 | Each | 50 | 50 | 30 days | 87.5987
42294908-00076 | FORCEPS | FORCEPS DE BAKEY DISSECTING Block Joint Atraumatic-Grip, Vascular Forceps with non-traumatic serration Length : 200 mm Width : 2 mm Autoclavable Stainless Steel & | ZWANGA TOR ( PTY) LTD | MAQ Surgical (pty) Ltd | Pakistan & RSA | MAQ | 09-02743 | Each | 1 case | 1 | 21Days | 111.29
42294908-00077 | FORCEPS | FORCEPS DE BAKEY DISSECTING Block Joint Atraumatic-Grip, Vascular Forceps with non-traumatic serration Length : 240 mm Width : 2 mm Stainless Steel Autoclavable Stainless Steel | PREMIER ENDOSCOPY | WELDON | PAKISTAN | WELDON | WI-299-010 | each | 1 | Offer 1 - WELDON (2 Year Guarantee) | 21 | 80.2523
42294908-00077 | FORCEPS | FORCEPS DE BAKEY DISSECTING Block Joint Atraumatic-Grip, Vascular Forceps with non-traumatic serration Length : 240 mm Width : 2 mm Stainless Steel Autoclavable Stainless Steel | ALOE MEDICAL SUPPLIES (PTY) LTD | FOREIGNER INSTRUMENTS | PAKISTAN | FOREIGNER INSTRUMENTS | FI-09-531-04 | Each | 50 | 50 | 30 days | 91.597
42294908-00077 | FORCEPS | FORCEPS DE BAKEY DISSECTING Block Joint Atraumatic-Grip, Vascular Forceps with non-traumatic serration Length : 240 mm Width : 2 mm Stainless Steel Autoclavable Stainless Steel | ZWANGA TOR ( PTY) LTD | MAQ Surgical (pty) Ltd | Pakistan & RSA | MAQ | 09-02748 | Each | 1 case | 1 | 21Days | 121.01
42294908-00078 | FORCEPS | FORCEPS DE BAKEY DISSECTING Block Joint Atraumatic-Grip, Vascular Forceps with non-traumatic serration Length :305 mm Width : 2 mm Autoclavable Stainless Steel | PREMIER ENDOSCOPY | WELDON | PAKISTAN | WELDON | WI-299-011 | each | 1 | Offer 1 - WELDON (2 Year Guarantee) | 21 | 100.2007
42294908-00078 | FORCEPS | FORCEPS DE BAKEY DISSECTING Block Joint Atraumatic-Grip, Vascular Forceps with non-traumatic serration Length :305 mm Width : 2 mm Autoclavable Stainless Steel | UNICORE HOLDINGS (PTY) LTD | VITRA INTERNATIONAL | PAKISTAN | VITRA | 10-7336 | Each | 10 | OFFER 1 | 7-10 DAYS (EX STOCK) | 143.35
42294908-00078 | FORCEPS | FORCEPS DE BAKEY DISSECTING Block Joint Atraumatic-Grip, Vascular Forceps with non-traumatic serration Length :305 mm Width : 2 mm Autoclavable Stainless Steel | LECHOBA MEDICAL TECHNOLOGIES | SMITHCARE Pvt Ltd | PAKISTAN | SMITHCARE | 16.388.30 | Each | 5 | 1 | 5-DAYS | 155.05
42294908-00079 | FORCEPS | FORCEPS DE BAKEY DISSECTING Block Joint Atraumatic-Grip, Vascular Forceps with non-traumatic serration Length : 155 mm Width : 2.7 mm Autoclavable Stainless Steel | PREMIER ENDOSCOPY | WELDON | PAKISTAN | WELDON | WI-299-001 | each | 1 | Offer 1 - WELDON (2 Year Guarantee) | 21 | 60.138
42294908-00079 | FORCEPS | FORCEPS DE BAKEY DISSECTING Block Joint Atraumatic-Grip, Vascular Forceps with non-traumatic serration Length : 155 mm Width : 2.7 mm Autoclavable Stainless Steel | ZWANGA TOR ( PTY) LTD | MAQ Surgical (pty) Ltd | Pakistan & RSA | MAQ | 09-02735 | Each | 1 case | 1 | 21Days | 70.82
42294908-00079 | FORCEPS | FORCEPS DE BAKEY DISSECTING Block Joint Atraumatic-Grip, Vascular Forceps with non-traumatic serration Length : 155 mm Width : 2.7 mm Autoclavable Stainless Steel | UNICORE HOLDINGS (PTY) LTD | VITRA INTERNATIONAL | PAKISTAN | VITRA | 10-7337 | Each | 10 | OFFER 1 | 7-10 DAYS (EX STOCK) | 82.22
42294908-00080 | FORCEPS | FORCEPS DE BAKEY DISSECTING Block Joint Atraumatic-Grip, Vascular Forceps with non-traumatic serration Length : 200 mm Width : 2.7 mm Autoclavable Stainless Steel | PREMIER ENDOSCOPY | WELDON | PAKISTAN | WELDON | WI-299-002 | each | 1 | Offer 1 - WELDON (2 Year Guarantee) | 21 | 72.1792
42294908-00080 | FORCEPS | FORCEPS DE BAKEY DISSECTING Block Joint Atraumatic-Grip, Vascular Forceps with non-traumatic serration Length : 200 mm Width : 2.7 mm Autoclavable Stainless Steel | ALOE MEDICAL SUPPLIES (PTY) LTD | FOREIGNER INSTRUMENTS | PAKISTAN | FOREIGNER INSTRUMENTS | FI-09-531-05 | Each | 50 | 50 | 30 days | 91.597
42294908-00080 | FORCEPS | FORCEPS DE BAKEY DISSECTING Block Joint Atraumatic-Grip, Vascular Forceps with non-traumatic serration Length : 200 mm Width : 2.7 mm Autoclavable Stainless Steel | UNICORE HOLDINGS (PTY) LTD | VITRA INTERNATIONAL | PAKISTAN | VITRA | 10-7338 | Each | 10 | OFFER 1 | 7-10 DAYS (EX STOCK) | 92.31
42294908-00081 | FORCEPS | FORCEPS DE BAKEY DISSECTING Block Joint Atraumatic-Grip, Vascular Forceps with non-traumatic serration Length : 240 mm Width : 2.7 mm Autoclavable Stainless Steel | PREMIER ENDOSCOPY | WELDON | PAKISTAN | WELDON | WI-299-003 | each | 1 | Offer 1 - WELDON (2 Year Guarantee) | 21 | 80.3498
42294908-00081 | FORCEPS | FORCEPS DE BAKEY DISSECTING Block Joint Atraumatic-Grip, Vascular Forceps with non-traumatic serration Length : 240 mm Width : 2.7 mm Autoclavable Stainless Steel | ALOE MEDICAL SUPPLIES (PTY) LTD | FOREIGNER INSTRUMENTS | PAKISTAN | FOREIGNER INSTRUMENTS | FI-09-532-05 | Each | 50 | 50 | 30 days | 91.597
42294908-00081 | FORCEPS | FORCEPS DE BAKEY DISSECTING Block Joint Atraumatic-Grip, Vascular Forceps with non-traumatic serration Length : 240 mm Width : 2.7 mm Autoclavable Stainless Steel | UNICORE HOLDINGS (PTY) LTD | VITRA INTERNATIONAL | PAKISTAN | VITRA | 10-7339 | Each | 10 | OFFER 1 | 7-10 DAYS (EX STOCK) | 114.62
42294908-00082 | FORCEPS | FORCEPS DE BAKEY DISSECTING Block Joint Atraumatic-Grip, Vascular Forceps with non-traumatic serration Length : 305 mm Width : 2.7 mm Autoclavable Stainless Steel | PREMIER ENDOSCOPY | WELDON | PAKISTAN | WELDON | WI-299-004 | each | 1 | Offer 1 - WELDON (2 Year Guarantee) | 21 | 100.2787
42294908-00082 | FORCEPS | FORCEPS DE BAKEY DISSECTING Block Joint Atraumatic-Grip, Vascular Forceps with non-traumatic serration Length : 305 mm Width : 2.7 mm Autoclavable Stainless Steel | UNICORE HOLDINGS (PTY) LTD | VITRA INTERNATIONAL | PAKISTAN | VITRA | 10-7340 | Each | 10 | OFFER 1 | 7-10 DAYS (EX STOCK) | 143.35
42294908-00082 | FORCEPS | FORCEPS DE BAKEY DISSECTING Block Joint Atraumatic-Grip, Vascular Forceps with non-traumatic serration Length : 305 mm Width : 2.7 mm Autoclavable Stainless Steel | LECHOBA MEDICAL TECHNOLOGIES | SMITHCARE Pvt Ltd | PAKISTAN | SMITHCARE | 16.384.30 | Each | 5 | 1 | 5-DAYS | 155.05
42294908-00083 | FORCEPS | FORCEPS DE BAKEY DISSECTING Block Joint Atraumatic-Grip, Vascular Forceps with non-traumatic serration Length : 155 mm Width : 3.5 mm Autoclavable Stainless Steel | PREMIER ENDOSCOPY | WELDON | PAKISTAN | WELDON | WI-299-016 | each | 1 | Offer 1 - WELDON (2 Year Guarantee) | 21 | 60.1867
42294908-00083 | FORCEPS | FORCEPS DE BAKEY DISSECTING Block Joint Atraumatic-Grip, Vascular Forceps with non-traumatic serration Length : 155 mm Width : 3.5 mm Autoclavable Stainless Steel | THOGWA MEDICALS AND PHARMACEUTICALS (PTY) LTD | BIBI SURGICAL INDUSTRY | SKT | BIBI | BB5420284 | Each | 2 | N/A | 15-20 days | 62.5
42294908-00083 | FORCEPS | FORCEPS DE BAKEY DISSECTING Block Joint Atraumatic-Grip, Vascular Forceps with non-traumatic serration Length : 155 mm Width : 3.5 mm Autoclavable Stainless Steel | UNICORE HOLDINGS (PTY) LTD | VITRA INTERNATIONAL | PAKISTAN | VITRA | 10-7341 | Each | 10 | OFFER 1 | 7-10 DAYS (EX STOCK) | 69.69
42294908-00084 | FORCEPS | FORCEPS DE BAKEY DISSECTING Block Joint Atraumatic-Grip, Vascular Forceps with non-traumatic serration Length : 200 mm Width : 3.5 mm Autoclavable Stainless Steel | PREMIER ENDOSCOPY | WELDON | PAKISTAN | WELDON | WI-299-017 | each | 1 | Offer 1 - WELDON (2 Year Guarantee) | 21 | 72.1987
42294908-00084 | FORCEPS | FORCEPS DE BAKEY DISSECTING Block Joint Atraumatic-Grip, Vascular Forceps with non-traumatic serration Length : 200 mm Width : 3.5 mm Autoclavable Stainless Steel | ALOE MEDICAL SUPPLIES (PTY) LTD | FOREIGNER INSTRUMENTS | PAKISTAN | FOREIGNER INSTRUMENTS | FI-09-531-06 | Each | 50 | 50 | 30 days | 91.597
42294908-00084 | FORCEPS | FORCEPS DE BAKEY DISSECTING Block Joint Atraumatic-Grip, Vascular Forceps with non-traumatic serration Length : 200 mm Width : 3.5 mm Autoclavable Stainless Steel | UNICORE HOLDINGS (PTY) LTD | VITRA INTERNATIONAL | PAKISTAN | VITRA | 10-7342 | Each | 10 | OFFER 1 | 7-10 DAYS (EX STOCK) | 92.31
42294908-00085 | FORCEPS | FORCEPS DE BAKEY DISSECTING Block Joint Atraumatic-Grip, Vascular Forceps with non-traumatic serration Length : 240 mm Width : 3.5 mm Autoclavable Stainless Steel | PREMIER ENDOSCOPY | WELDON | PAKISTAN | WELDON | WI-299-018 | each | 1 | Offer 1 - WELDON (2 Year Guarantee) | 21 | 80.4472
42294908-00085 | FORCEPS | FORCEPS DE BAKEY DISSECTING Block Joint Atraumatic-Grip, Vascular Forceps with non-traumatic serration Length : 240 mm Width : 3.5 mm Autoclavable Stainless Steel | ALOE MEDICAL SUPPLIES (PTY) LTD | FOREIGNER INSTRUMENTS | PAKISTAN | FOREIGNER INSTRUMENTS | FI-09-532-06 | Each | 50 | 50 | 30 days | 93.0509
42294908-00085 | FORCEPS | FORCEPS DE BAKEY DISSECTING Block Joint Atraumatic-Grip, Vascular Forceps with non-traumatic serration Length : 240 mm Width : 3.5 mm Autoclavable Stainless Steel | UNICORE HOLDINGS (PTY) LTD | VITRA INTERNATIONAL | PAKISTAN | VITRA | 10-7343 | Each | 10 | OFFER 1 | 7-10 DAYS (EX STOCK) | 114.62
42294908-00086 | FORCEPS | FORCEPS DE BAKEY DISSECTING Block Joint Atraumatic-Grip, Vascular Forceps with non-traumatic serration Length : 305 mm Width : 3.5 mm Autoclavable Stainless Steel | PREMIER ENDOSCOPY | WELDON | PAKISTAN | WELDON | WI-299-019 | each | 1 | Offer 1 - WELDON (2 Year Guarantee) | 21 | 100.2982
42294908-00086 | FORCEPS | FORCEPS DE BAKEY DISSECTING Block Joint Atraumatic-Grip, Vascular Forceps with non-traumatic serration Length : 305 mm Width : 3.5 mm Autoclavable Stainless Steel | UNICORE HOLDINGS (PTY) LTD | VITRA INTERNATIONAL | PAKISTAN | VITRA | 10-7344 | Each | 10 | OFFER 1 | 7-10 DAYS (EX STOCK) | 143.35
42294908-00086 | FORCEPS | FORCEPS DE BAKEY DISSECTING Block Joint Atraumatic-Grip, Vascular Forceps with non-traumatic serration Length : 305 mm Width : 3.5 mm Autoclavable Stainless Steel | LECHOBA MEDICAL TECHNOLOGIES | SMITHCARE Pvt Ltd | PAKISTAN | SMITHCARE | 16.390.30 | Each | 5 | 1 | 5-DAYS | 155.95
42294908-00087 | FORCEPS | FORCEPS, NASAL DRESSING TILLEY Box joint angled Serrated jaw ends Length: 160 mm Autoclavable Stainless Steel with matt finish | TECMED (PTY) LTD | Care and Cure Surgico | Pakistan | CCS | 01-431-73 RT | Each | One | TILLEY ear forceps 17cm | 28 - 42 days | 113.8967
42294908-00087 | FORCEPS | FORCEPS, NASAL DRESSING TILLEY Box joint angled Serrated jaw ends Length: 160 mm Autoclavable Stainless Steel with matt finish | PREMIER ENDOSCOPY | WELDON | PAKISTAN | WELDON | WI-750-010 | each | 1 | Offer 1 - WELDON (2 Year Guarantee) | 21 | 120.4125
42294908-00087 | FORCEPS | FORCEPS, NASAL DRESSING TILLEY Box joint angled Serrated jaw ends Length: 160 mm Autoclavable Stainless Steel with matt finish | INALA MEDICAL SUPPLIES | MODERN SURGICAL Corp CE | PAKISTAN | MODERN CE | 32-218-16 | EACH | N/A | YES | 30 DAYS | 132.83
42294908-00088 | FORCEPS | FORCEPS, DISSECTING, ADSON Fine, Block joint Non-toothed Stainless steel Length: 150 mm Autoclavable, | PREMIER ENDOSCOPY | WELDON | PAKISTAN | WELDON | WI-054-003A | pack | 10 | Offer 1 - WELDON (2 Year Guarantee) | 21 | 24.0435
42294908-00088 | FORCEPS | FORCEPS, DISSECTING, ADSON Fine, Block joint Non-toothed Stainless steel Length: 150 mm Autoclavable, | NATIONAL MEDICAL SUPPLIES | UAMED SURGICAL | SAILKOT | NMS PRECISION | NMS293 | Pack | 1 | 1 | EX STOCK OR 21 DAYS | 34
42294908-00088 | FORCEPS | FORCEPS, DISSECTING, ADSON Fine, Block joint Non-toothed Stainless steel Length: 150 mm Autoclavable, | INALA MEDICAL SUPPLIES | MODERN SURGICAL Corp CE | PAKISTAN | MODERN CE | 16-126-15 | EACH | N/A | YES | 30 DAYS | 34.35
42294908-00089 | FORCEPS | FORCEPS, DISSECTING, MICRO-ADSON Fine, Block joint Non-toothed Stainless steel Length: 120 mm Autoclavable, Matte Finish | ACCESS MEDICAL (PTY) LTD | DARLEYS SURGICAL CO. | PAKISTAN | ACCESS / DARLEYS | 908089 | Each | 10 | 1 | 14 | 20.4301
42294908-00089 | FORCEPS | FORCEPS, DISSECTING, MICRO-ADSON Fine, Block joint Non-toothed Stainless steel Length: 120 mm Autoclavable, Matte Finish | PREMIER ENDOSCOPY | WELDON | PAKISTAN | WELDON | WI-054-003 | each | 10 | Offer 1 - WELDON (2 Year Guarantee) | 21 | 22.0448
42294908-00089 | FORCEPS | FORCEPS, DISSECTING, MICRO-ADSON Fine, Block joint Non-toothed Stainless steel Length: 120 mm Autoclavable, Matte Finish | ZWANGA TOR ( PTY) LTD | MAQ Surgical (pty) Ltd | Pakistan & RSA | MAQ | 02-00467 | Each | 1 case | 1 | 21Days | 30.1
42294908-00090 | FORCEPS | FORCEPS, DISSECTING, MICRO-ADSON Fine, Block joint Non-toothed Stainless steel Length: 150mm Autoclavable, Matte Finish | PREMIER ENDOSCOPY | WELDON | PAKISTAN | WELDON | WI-054-003A | each | 10 | Offer 1 - WELDON (2 Year Guarantee) | 21 | 24.063
42294908-00090 | FORCEPS | FORCEPS, DISSECTING, MICRO-ADSON Fine, Block joint Non-toothed Stainless steel Length: 150mm Autoclavable, Matte Finish | NATIONAL MEDICAL SUPPLIES | UAMED SURGICAL | SAILKOT | NMS PRECISION | NMS295 | Each | 1 | 1 | EX STOCK OR 21 DAYS | 34
42294908-00090 | FORCEPS | FORCEPS, DISSECTING, MICRO-ADSON Fine, Block joint Non-toothed Stainless steel Length: 150mm Autoclavable, Matte Finish | TARA HEALTHCARE (PTY) LTD | HDF Medical | Pakistan | Reignment | Reign268 | Each | 10 | Offer 1 | 30 Days | 40.25
42294908-00091 | FORCEPS | FORCEPS, ARTERY, KOCHER Curved, box joint, 2 x 1 toothed, Transverse serrations,Stainless steel Length: 180 mm Autoclavable, | ZWANGA TOR ( PTY) LTD | MAQ Surgical (pty) Ltd | Pakistan & RSA | MAQ | 02-00617 | Each | 1 case | 1 | 21Days | 51.48
42294908-00091 | FORCEPS | FORCEPS, ARTERY, KOCHER Curved, box joint, 2 x 1 toothed, Transverse serrations,Stainless steel Length: 180 mm Autoclavable, | PREMIER ENDOSCOPY | WELDON | PAKISTAN | WELDON | WI-068-029 | each | 1 | Offer 1 - WELDON (2 Year Guarantee) | 21 | 56.1112
42294908-00091 | FORCEPS | FORCEPS, ARTERY, KOCHER Curved, box joint, 2 x 1 toothed, Transverse serrations,Stainless steel Length: 180 mm Autoclavable, | BEREA MEDICALS (PTY) LTD | Modern Surgical Corporation | Pakistan | Modern |  | Each | 150 |  | 14-21 Days | 66.6
42294908-00092 | FORCEPS | FORCEPS, ARTERY, KOCHER Straight, box joint, 2 x 1 toothed, Transverse serrations Stainless steel Length: 180 mm Autoclavable, | ACCESS MEDICAL (PTY) LTD | DARLEYS SURGICAL CO. | PAKISTAN | ACCESS / DARLEYS | 908092 | Each | 10 | 1 | 14 | 43.5843
42294908-00092 | FORCEPS | FORCEPS, ARTERY, KOCHER Straight, box joint, 2 x 1 toothed, Transverse serrations Stainless steel Length: 180 mm Autoclavable, | ZWANGA TOR ( PTY) LTD | MAQ Surgical (pty) Ltd | Pakistan & RSA | MAQ | 02-00609 | Each | 1 case | 1 | 21Days | 51.48
42294908-00092 | FORCEPS | FORCEPS, ARTERY, KOCHER Straight, box joint, 2 x 1 toothed, Transverse serrations Stainless steel Length: 180 mm Autoclavable, | PREMIER ENDOSCOPY | WELDON | PAKISTAN | WELDON | WI-068-021 | each | 1 | Offer 1 - WELDON (2 Year Guarantee) | 21 | 56.1307
42294908-00093 | FORCEPS | FORCEPS, ARTERY, KOCHER Straight, box joint, 2 x 1 toothed, Transverse serrations Stainless steel Length: 200 mm Autoclavable, | ZWANGA TOR ( PTY) LTD | MAQ Surgical (pty) Ltd | Pakistan & RSA | MAQ | 02-00610 | Each | 1 case | 1 | 21Days | 56.3
42294908-00093 | FORCEPS | FORCEPS, ARTERY, KOCHER Straight, box joint, 2 x 1 toothed, Transverse serrations Stainless steel Length: 200 mm Autoclavable, | PREMIER ENDOSCOPY | WELDON | PAKISTAN | WELDON | WI-068-022 | each | 1 | Offer 1 - WELDON (2 Year Guarantee) | 21 | 64.1257
42294908-00093 | FORCEPS | FORCEPS, ARTERY, KOCHER Straight, box joint, 2 x 1 toothed, Transverse serrations Stainless steel Length: 200 mm Autoclavable, | Endomed Medical and Surgical Supplies cc. | Pakvino | Pakistan | Pakvino | PAKINS263 | Each | 10 units | OFFER 1 | 5-7 working days | 75.7391
42294908-00094 | FORCEPS | FORCEPS, ARTERY, KOCHER Curved, box joint, 2 x 1 toothed, Transverse serrations Stainless steel Length: 200 mm Autoclavable, | ACCESS MEDICAL (PTY) LTD | DARLEYS SURGICAL CO. | PAKISTAN | ACCESS / DARLEYS | 908094 | Each | 10 | 1 | 14 | 49.0323
42294908-00094 | FORCEPS | FORCEPS, ARTERY, KOCHER Curved, box joint, 2 x 1 toothed, Transverse serrations Stainless steel Length: 200 mm Autoclavable, | ZWANGA TOR ( PTY) LTD | MAQ Surgical (pty) Ltd | Pakistan & RSA | MAQ | 02-00618 | Each | 1 case | 1 | 21Days | 56.3
42294908-00094 | FORCEPS | FORCEPS, ARTERY, KOCHER Curved, box joint, 2 x 1 toothed, Transverse serrations Stainless steel Length: 200 mm Autoclavable, | PREMIER ENDOSCOPY | WELDON | PAKISTAN | WELDON | WI-068-030 | each | 1 | Offer 1 - WELDON (2 Year Guarantee) | 21 | 64.1453
42294908-00095 | FORCEPS | FORCEPS, ARTERY, KOCHER Curved, box joint, 2 x 1 toothed, Transverse serrations Serrated jaws Stainless steel Length: 240 mm Autoclavable, | ZWANGA TOR ( PTY) LTD | MAQ Surgical (pty) Ltd | Pakistan & RSA | MAQ | 02-00620 | Each | 1 case | 1 | 21Days | 67.56
42294908-00095 | FORCEPS | FORCEPS, ARTERY, KOCHER Curved, box joint, 2 x 1 toothed, Transverse serrations Serrated jaws Stainless steel Length: 240 mm Autoclavable, | PREMIER ENDOSCOPY | WELDON | PAKISTAN | WELDON | WI-068-032 | each | 1 | Offer 1 - WELDON (2 Year Guarantee) | 21 | 88.1693
42294908-00095 | FORCEPS | FORCEPS, ARTERY, KOCHER Curved, box joint, 2 x 1 toothed, Transverse serrations Serrated jaws Stainless steel Length: 240 mm Autoclavable, | TARA HEALTHCARE (PTY) LTD | HDF Medical | Pakistan | Reignment | Reign273 | Each | 10 | Offer 1 | 30 Days | 93.15
42294908-00096 | FORCEPS | FORCEPS, ARTERY, KOCHER Straight, box joint, 2 x 1 toothed, Transverse serrations Serrated jaws Stainless steel Length: 240 mm Autoclavable, | BIOCLIN SOLUTIONS CC | Durable Hospital | Pakistan | Durable | INST-697 | Each | 1 | 1 | 42 | 66.01
42294908-00096 | FORCEPS | FORCEPS, ARTERY, KOCHER Straight, box joint, 2 x 1 toothed, Transverse serrations Serrated jaws Stainless steel Length: 240 mm Autoclavable, | ZWANGA TOR ( PTY) LTD | MAQ Surgical (pty) Ltd | Pakistan & RSA | MAQ | 02-00612 | Each | 1 case | 1 | 21Days | 67.56
42294908-00096 | FORCEPS | FORCEPS, ARTERY, KOCHER Straight, box joint, 2 x 1 toothed, Transverse serrations Serrated jaws Stainless steel Length: 240 mm Autoclavable, | ALOE MEDICAL SUPPLIES (PTY) LTD | FOREIGNER INSTRUMENTS | PAKISTAN | FOREIGNER INSTRUMENTS | FI-11-456-24 | Each | 50 | 50 | 30 days | 80.6926
42294908-00097 | FORCEPS | FORCEPS, TONSIL ARTERY, SAWTELL Full curved, box joint. Transverse jaws Stainless steel Length: 190 mm Autoclavable, | BIOCLIN SOLUTIONS CC | Durable Hospital | Pakistan | Durable | INST-996 | Each | 1 | 1 | 42 | 45.54
42294908-00097 | FORCEPS | FORCEPS, TONSIL ARTERY, SAWTELL Full curved, box joint. Transverse jaws Stainless steel Length: 190 mm Autoclavable, | K3 MEDICAL (PTY) LTD. | FHQ TRADING CO. LTD. | PAKISTAN | K3M | K3M062 | Each | 1 | 1 | 30 DAYS | 86.0688
42294908-00097 | FORCEPS | FORCEPS, TONSIL ARTERY, SAWTELL Full curved, box joint. Transverse jaws Stainless steel Length: 190 mm Autoclavable, | TECMED (PTY) LTD | Care and Cure Surgico | Pakistan | CCS | 04-229-19 RT | Each | One | SCHNIDT haemostatic forceps, 19cm | 28 - 42 days | 88.1298
42294908-00098 | FORCEPS | FORCEPS, BONE CUTTING, LISTON Straight, box joint Single action, spring loaded Stainless steel Length: 220 mm Autoclavable, | ALOE MEDICAL SUPPLIES (PTY) LTD | FOREIGNER INSTRUMENTS | PAKISTAN | FOREIGNER INSTRUMENTS | FI-33-980-22 | Each | 50 | 50 | 30 days | 127.945
42294908-00098 | FORCEPS | FORCEPS, BONE CUTTING, LISTON Straight, box joint Single action, spring loaded Stainless steel Length: 220 mm Autoclavable, | THOGWA MEDICALS AND PHARMACEUTICALS (PTY) LTD | BIBI SURGICAL INDUSTRY | SKT | BIBI | BB5420299 | Each | 2 | N/A | 15-20 days | 189
42294908-00099 | FORCEPS | FORCEPS, GALLSTONE, DESJARDIN Fenestrated jaws, screw joint Stainless steel Size : Small Length: 230 mm Autoclavable, | PREMIER ENDOSCOPY | WELDON | PAKISTAN | WELDON | WI-342-006 | each | 1 | Offer 1 - WELDON (2 Year Guarantee) | 21 | 140.283
42294908-00099 | FORCEPS | FORCEPS, GALLSTONE, DESJARDIN Fenestrated jaws, screw joint Stainless steel Size : Small Length: 230 mm Autoclavable, | UNICORE HOLDINGS (PTY) LTD | VITRA INTERNATIONAL | PAKISTAN | VITRA | 10-7192 | Each | 10 | OFFER 1 | 7-10 DAYS (EX STOCK) | 152.83
42294908-00099 | FORCEPS | FORCEPS, GALLSTONE, DESJARDIN Fenestrated jaws, screw joint Stainless steel Size : Small Length: 230 mm Autoclavable, | TARA HEALTHCARE (PTY) LTD | HDF Medical | Pakistan | Reignment | Reign277 | Each | 10 | Offer 1 | 30 Days | 152.95
42294908-00100 | FORCEPS | FORCEPS, GALLSTONE, DESJARDIN Fenestrated jaws, box joint Stainless steel Size : Large Length: 220 mm Autoclavable, | UNICORE HOLDINGS (PTY) LTD | VITRA INTERNATIONAL | PAKISTAN | VITRA | 10-7193 | Each | 10 | OFFER 1 | 7-10 DAYS (EX STOCK) | 152.83
42294908-00100 | FORCEPS | FORCEPS, GALLSTONE, DESJARDIN Fenestrated jaws, box joint Stainless steel Size : Large Length: 220 mm Autoclavable, | BIOCLIN SOLUTIONS CC | Durable Hospital | Pakistan | Durable | INST-974 | Each | 1 | 1 | 42 | 164.68
42294908-00100 | FORCEPS | FORCEPS, GALLSTONE, DESJARDIN Fenestrated jaws, box joint Stainless steel Size : Large Length: 220 mm Autoclavable, | TECMED (PTY) LTD | Care and Cure Surgico | Pakistan | CCS | 15-120-22 RT | Each | One | DESJARDINS gall stone forceps, 22.5cm fig 4 | 28 - 42 days | 211.7957
42294908-00101 | FORCEPS | FORCEPS, HYSTERECTOMY, MAINGOT Curved on flat, box joint 1 x 2 teeth Longitudinal groove Block fitting ridge Stainless steel Length: 200 mm Autoclavable, | THOGWA MEDICALS AND PHARMACEUTICALS (PTY) LTD | BIBI SURGICAL INDUSTRY | SKT | BIBI | BB5420302 | Each | 2 | N/A | 15-20 days | 126
42294908-00101 | FORCEPS | FORCEPS, HYSTERECTOMY, MAINGOT Curved on flat, box joint 1 x 2 teeth Longitudinal groove Block fitting ridge Stainless steel Length: 200 mm Autoclavable, | NFR MEDICAL SUPPLIERS CC | ZARTAAS INDUSTRIES | PAKISTAN | ZARTAAS | SI271 | Each | 1 | 1 | 7 DAYS | 173
42294908-00101 | FORCEPS | FORCEPS, HYSTERECTOMY, MAINGOT Curved on flat, box joint 1 x 2 teeth Longitudinal groove Block fitting ridge Stainless steel Length: 200 mm Autoclavable, | K3 MEDICAL (PTY) LTD. | FHQ TRADING CO. LTD. | PAKISTAN | K3M | K3M090 | Each | 1 | 1 | 30 DAYS | 174.3852
42294908-00102 | FORCEPS | FORCEPS, HYSTERECTOMY, MAINGOT Curved on flat, box joint 1 x 2 teeth Longitudinal groove Block fitting ridge Stainless steel Length: 240 mm Autoclavable, | NFR MEDICAL SUPPLIERS CC | ZARTAAS INDUSTRIES | PAKISTAN | ZARTAAS | SI272 | Each | 1 | 1 | 7 DAYS | 173
42294908-00102 | FORCEPS | FORCEPS, HYSTERECTOMY, MAINGOT Curved on flat, box joint 1 x 2 teeth Longitudinal groove Block fitting ridge Stainless steel Length: 240 mm Autoclavable, | UNICORE HOLDINGS (PTY) LTD | VITRA INTERNATIONAL | PAKISTAN | VITRA | 10-7194 | Each | 10 | OFFER 1 | 7-10 DAYS (EX STOCK) | 207.84
42294908-00102 | FORCEPS | FORCEPS, HYSTERECTOMY, MAINGOT Curved on flat, box joint 1 x 2 teeth Longitudinal groove Block fitting ridge Stainless steel Length: 240 mm Autoclavable, | K3 MEDICAL (PTY) LTD. | FHQ TRADING CO. LTD. | PAKISTAN | K3M | K3M091 | Each | 1 | 1 | 30 DAYS | 219.3899
42294908-00103 | FORCEPS | FORCEPS, TISSUE, BABCOCK Box joint Stainless steel Length: 200 mm Autoclavable, | INALA MEDICAL SUPPLIES | MODERN SURGICAL Corp CE | PAKISTAN | MODERN CE | 37-140-20 | EACH | N/A | YES | 30 DAYS | 76.34
42294908-00103 | FORCEPS | FORCEPS, TISSUE, BABCOCK Box joint Stainless steel Length: 200 mm Autoclavable, | BEREA MEDICALS (PTY) LTD | Modern Surgical Corporation | Pakistan | Modern |  | Each | 150 |  | 14-21 Days | 83.25
42294908-00103 | FORCEPS | FORCEPS, TISSUE, BABCOCK Box joint Stainless steel Length: 200 mm Autoclavable, | PREMIER ENDOSCOPY | WELDON | PAKISTAN | WELDON | WI-329-022 | each | 1 | Offer 1 - WELDON (2 Year Guarantee) | 21 | 88.2082
42294908-00104 | FORCEPS | FORCEPS,LANE Box joint 1 x 2 teeth Fenestrated jaws Stainless steel Length: 150 mm Autoclavable, | ZWANGA TOR ( PTY) LTD | MAQ Surgical (pty) Ltd | Pakistan & RSA | MAQ | 02-00476/15 | Each | 1 case | 1 | 21Days | 31.85
42294908-00104 | FORCEPS | FORCEPS,LANE Box joint 1 x 2 teeth Fenestrated jaws Stainless steel Length: 150 mm Autoclavable, | NFR MEDICAL SUPPLIERS CC | ZARTAAS INDUSTRIES | PAKISTAN | ZARTAAS | SI274 | Each | 1 | 1 | 7 DAYS | 44
42294908-00104 | FORCEPS | FORCEPS,LANE Box joint 1 x 2 teeth Fenestrated jaws Stainless steel Length: 150 mm Autoclavable, | Endomed Medical and Surgical Supplies cc. | Pakvino | Pakistan | Pakvino | PAKINS274 | Each | 25 units | OFFER 1 | 5-7 working days | 45.7434
42294908-00105 | FORCEPS | FORCEPS,LANE Box joint 1 x 2 teeth Fenestrated jaws Stainless steel Length: 200 mm Autoclavable, | NFR MEDICAL SUPPLIERS CC | ZARTAAS INDUSTRIES | PAKISTAN | ZARTAAS | SI275 | Each | 1 | 1 | 7 DAYS | 87
42294908-00105 | FORCEPS | FORCEPS,LANE Box joint 1 x 2 teeth Fenestrated jaws Stainless steel Length: 200 mm Autoclavable, | K3 MEDICAL (PTY) LTD. | FHQ TRADING CO. LTD. | PAKISTAN | K3M | K3M110 | Each | 1 | 1 | 30 DAYS | 102.6786
42294908-00105 | FORCEPS | FORCEPS,LANE Box joint 1 x 2 teeth Fenestrated jaws Stainless steel Length: 200 mm Autoclavable, | UNICORE HOLDINGS (PTY) LTD | VITRA INTERNATIONAL | PAKISTAN | VITRA | 10-7213 | Each | 10 | OFFER 1 | 7-10 DAYS (EX STOCK) | 114.62
42294908-00106 | FORCEPS | FORCEPS, BONE CUTTING, LISTON Straight, box joint Single action, spring loaded Stainless steel Length: 140 mm Autoclavable, | PREMIER ENDOSCOPY | WELDON | PAKISTAN | WELDON | WI-194-003 | each | 1 | Offer 1 - WELDON (2 Year Guarantee) | 21 | 280.5562
42294908-00106 | FORCEPS | FORCEPS, BONE CUTTING, LISTON Straight, box joint Single action, spring loaded Stainless steel Length: 140 mm Autoclavable, | UNICORE HOLDINGS (PTY) LTD | VITRA INTERNATIONAL | PAKISTAN | VITRA | 10-7317 | Each | 10 | OFFER 1 | 7-10 DAYS (EX STOCK) | 286.7
42294908-00106 | FORCEPS | FORCEPS, BONE CUTTING, LISTON Straight, box joint Single action, spring loaded Stainless steel Length: 140 mm Autoclavable, | NATIONAL MEDICAL SUPPLIES | UAMED SURGICAL | SAILKOT | NMS PRECISION | NMS311 | Each | 1 | 1 | EX STOCK OR 21 DAYS | 300
42294908-00107 | FORCEPS | FORCEPS, BONE CUTTING, LISTON Straight, box joint Single action, spring loaded Stainless steel Length: 190 mm Autoclavable, | K3 MEDICAL (PTY) LTD. | FHQ TRADING CO. LTD. | PAKISTAN | K3M | K3M241 | Each | 1 | 1 | 30 DAYS | 267.2662
42294908-00107 | FORCEPS | FORCEPS, BONE CUTTING, LISTON Straight, box joint Single action, spring loaded Stainless steel Length: 190 mm Autoclavable, | PREMIER ENDOSCOPY | WELDON | PAKISTAN | WELDON | WI-194-005 | each | 1 | Offer 1 - WELDON (2 Year Guarantee) | 21 | 360.711
42294908-00107 | FORCEPS | FORCEPS, BONE CUTTING, LISTON Straight, box joint Single action, spring loaded Stainless steel Length: 190 mm Autoclavable, | NATIONAL MEDICAL SUPPLIES | UAMED SURGICAL | SAILKOT | NMS PRECISION | NMS312 | Each | 1 | 1 | EX STOCK OR 21 DAYS | 380
42294908-00108 | FORCEPS | FORCEPS, DISSECTING, JEANS Fine Tip 1 X 2 teeth Length: 140 mm Autoclavable Stainless steel | SANJ-MED MEDICAL DISTRIBUTORS CC | Stahlmann Pro | Pakistan | Stahlmann | RF-214-14 | Each | 2 |  |  | 58.8225
42294908-00108 | FORCEPS | FORCEPS, DISSECTING, JEANS Fine Tip 1 X 2 teeth Length: 140 mm Autoclavable Stainless steel | NATIONAL MEDICAL SUPPLIES | UAMED SURGICAL | SAILKOT | NMS PRECISION | NMS313 | Each | 1 | 1 | EX STOCK OR 21 DAYS | 60
42294908-00108 | FORCEPS | FORCEPS, DISSECTING, JEANS Fine Tip 1 X 2 teeth Length: 140 mm Autoclavable Stainless steel | THOGWA MEDICALS AND PHARMACEUTICALS (PTY) LTD | BIBI SURGICAL INDUSTRY | SKT | BIBI | BB5420309 | Each | 2 | N/A | 15-20 days | 62.5
42294908-00109 | FORCEPS | FORCEPS, BIPOLAR WITH Tungsten Carbide (TC) INSERT Insulated Straight Length : 165 mm Width : 2.2 mm Autoclavable | UNICORE HOLDINGS (PTY) LTD | VITRA INTERNATIONAL | PAKISTAN | VITRA | 10-7346 | Each | 10 | OFFER 1 | 7-10 DAYS (EX STOCK) | 286.7
42294908-00109 | FORCEPS | FORCEPS, BIPOLAR WITH Tungsten Carbide (TC) INSERT Insulated Straight Length : 165 mm Width : 2.2 mm Autoclavable | MORGAN PILLAY SURGICAL MANUFACTURERS | VITRA INTERNATIONAL | PAKISTAN | VITRA | 10-7346 | Each | 10 | OFFER 01 | 15-21 DAYS | 415.38
42294908-00109 | FORCEPS | FORCEPS, BIPOLAR WITH Tungsten Carbide (TC) INSERT Insulated Straight Length : 165 mm Width : 2.2 mm Autoclavable | NFR MEDICAL SUPPLIERS CC | ZARTAAS INDUSTRIES | PAKISTAN | ZARTAAS | SI279 | Each | 1 | 1 | 7 DAYS | 520
42294908-00110 | FORCEPS | FORCEPS, BIPOLAR WITH Tungsten Carbide (TC) INSERT Insulated Straight Length : 190 mm Width : 2.2 mm Autoclavable | UNICORE HOLDINGS (PTY) LTD | VITRA INTERNATIONAL | PAKISTAN | VITRA | 10-7347 | Each | 10 | OFFER 1 | 7-10 DAYS (EX STOCK) | 286.7
42294908-00110 | FORCEPS | FORCEPS, BIPOLAR WITH Tungsten Carbide (TC) INSERT Insulated Straight Length : 190 mm Width : 2.2 mm Autoclavable | LECHOBA MEDICAL TECHNOLOGIES | SMITHCARE Pvt Ltd | PAKISTAN | SMITHCARE | 64.944.18 | Each | 5 | 1 | 5-DAYS | 289.9
42294908-00110 | FORCEPS | FORCEPS, BIPOLAR WITH Tungsten Carbide (TC) INSERT Insulated Straight Length : 190 mm Width : 2.2 mm Autoclavable | MORGAN PILLAY SURGICAL MANUFACTURERS | VITRA INTERNATIONAL | PAKISTAN | VITRA | 10-7347 | Each | 10 | OFFER 01 | 15-21 DAYS | 415.38
42294908-00111 | FORCEPS | FORCEPS, BIPOLAR WITH Tungsten Carbide (TC) INSERT Insulated Straight Length : 220 mm Width : 2.2 mm Autoclavable | LECHOBA MEDICAL TECHNOLOGIES | SMITHCARE Pvt Ltd | PAKISTAN | SMITHCARE | 64.944.22 | Each | 5 | 1 | 5-DAYS | 289.9
42294908-00111 | FORCEPS | FORCEPS, BIPOLAR WITH Tungsten Carbide (TC) INSERT Insulated Straight Length : 220 mm Width : 2.2 mm Autoclavable | TARA HEALTHCARE (PTY) LTD | HDF Medical | Pakistan | Reignment | Reign289 | Each | 10 | Offer 1 | 30 Days | 307.05
42294908-00111 | FORCEPS | FORCEPS, BIPOLAR WITH Tungsten Carbide (TC) INSERT Insulated Straight Length : 220 mm Width : 2.2 mm Autoclavable | UNICORE HOLDINGS (PTY) LTD | VITRA INTERNATIONAL | PAKISTAN | VITRA | 10-7348 | Each | 10 | OFFER 1 | 7-10 DAYS (EX STOCK) | 343.55
42294908-00112 | FORCEPS | FORCEP OBSTETRIC WRIGLEY, Length: 230mm, stainless steel, autoclavable. | TECMED (PTY) LTD | Care and Cure Surgico | Pakistan | CCS | 17-110-23 RT | Each | One | Obstetrics-forceps WRIGLEY 23 cm | 28 - 42 days | 624.0069
42294908-00112 | FORCEPS | FORCEP OBSTETRIC WRIGLEY, Length: 230mm, stainless steel, autoclavable. | NFR MEDICAL SUPPLIERS CC | ZARTAAS INDUSTRIES | PAKISTAN | ZARTAAS | SI282 | Each | 1 | 1 | 7 DAYS | 634
42294908-00112 | FORCEPS | FORCEP OBSTETRIC WRIGLEY, Length: 230mm, stainless steel, autoclavable. | PREMIER ENDOSCOPY | WELDON | PAKISTAN | WELDON | WI-381-018A | each | 1 | Offer 1 - WELDON (2 Year Guarantee) | 21 | 801.5767
42294908-00113 | FORCEPS | ANGLED LAHEY(MIXTER), Length 290mm, Tip + thickness and angle 290mm X 7.5mm and 90 degrees, stainless steel, autoclavable. | ALOE MEDICAL SUPPLIES (PTY) LTD | FOREIGNER INSTRUMENTS | PAKISTAN | FOREIGNER INSTRUMENTS | FI-11-813-29 | Each | 50 | 50 | 30 days | 101.0474
42294908-00113 | FORCEPS | ANGLED LAHEY(MIXTER), Length 290mm, Tip + thickness and angle 290mm X 7.5mm and 90 degrees, stainless steel, autoclavable. | LECHOBA MEDICAL TECHNOLOGIES | SMITHCARE Pvt Ltd | PAKISTAN | SMITHCARE | 04.495.29 | Each | 5 | 1 | 5-DAYS | 189.05
42294908-00113 | FORCEPS | ANGLED LAHEY(MIXTER), Length 290mm, Tip + thickness and angle 290mm X 7.5mm and 90 degrees, stainless steel, autoclavable. | PREMIER ENDOSCOPY | WELDON | PAKISTAN | WELDON | WI-075-014A | each | 1 | Offer 1 - WELDON (2 Year Guarantee) | 21 | 200.3918
42295211-00000 | SAW | BLADE, SAW, PLASTER, ELECTRIC Type: Circular Polytetrafluoroethylene (PTFE) coated Diameter: 50 mm Autoclavable, Item to be compatible with item 42241602-00000 and 42295211-00001 | PREMIER ENDOSCOPY | REDA GmbH | GERMANY | REDA GmbH | 31210-50 | each | 1 | Offer 1 - REDA Germany (10 Year Guarantee) | 21 | 436.8487
42295211-00001 | SAW | BLADE, SAW, PLASTER, ELECTRIC Type: Circular Polytetrafluoroethylene (PTFE) coated Diameter: 65 mm Autoclavable, Item to be compatible with item 42241602-00000 and 42241602-000001 | PREMIER ENDOSCOPY | REDA GmbH | GERMANY | REDA GmbH | 31210-65 | each | 1 | Offer 1 - REDA Germany (10 Year Guarantee) | 21 | 456.5242
42295211-00001 | SAW | BLADE, SAW, PLASTER, ELECTRIC Type: Circular Polytetrafluoroethylene (PTFE) coated Diameter: 65 mm Autoclavable, Item to be compatible with item 42241602-00000 and 42241602-000001 | MARCUS MEDICAL (PTY) LTD | DIMEDA Instrumente GmbH | Germany | DIMEDA | 30.210.65 | Each | EACH | Saw blade Ø65 mm for normal plaster | 70 DAYS | 468.48
42295302-00000 | CATHETER | CATHETER, ROTUNDA, FEMALE S-Shaped, with solid end, with stylet, Stainless steel,Length: 200mm Autoclavable, | NFR MEDICAL SUPPLIERS CC | ZARTAAS INDUSTRIES | PAKISTAN | ZARTAAS | SI284 | Each | 1 | 1 | 7 DAYS | 58
42295302-00000 | CATHETER | CATHETER, ROTUNDA, FEMALE S-Shaped, with solid end, with stylet, Stainless steel,Length: 200mm Autoclavable, | PREMIER ENDOSCOPY | WELDON | PAKISTAN | WELDON | WI-018-055 | each | 1 | Offer 1 - WELDON (2 Year Guarantee) | 21 | 60.1185
42295302-00000 | CATHETER | CATHETER, ROTUNDA, FEMALE S-Shaped, with solid end, with stylet, Stainless steel,Length: 200mm Autoclavable, | BEREA MEDICALS (PTY) LTD | Modern Surgical Corporation | Pakistan | Modern |  | Each | 150 |  | 14-21 Days | 74
42296323-00011 | DILATORS | TELESCOPE FORWARD OBLIQUE ENLARGED SCREW FIBER OPTIC LIGHT TRANSMISSION INCORPORATED, diameter 3mm, length 14cm, angle 30 degrees. | KARL STORZ Endoscopy (South Africa) (Pty) Ltd | KARL STORZ | GERMANY | KARL STORZ | 7220BA | Each | 1 | 1 | 90 | 55617.86
42296334-00000 | RETRACTOR | PROCTOSCOPE, RECTAL, KELLY FOR AN ADULT With obturator Stainless steel Diameter: 22 mm x 50 mm Length : 140 mm Autoclavable, | ALOE MEDICAL SUPPLIES (PTY) LTD | FOREIGNER INSTRUMENTS | PAKISTAN | FOREIGNER INSTRUMENTS | FI-18-139-14 | Each | 50 | 50 | 30 days | 202.0949
42296334-00000 | RETRACTOR | PROCTOSCOPE, RECTAL, KELLY FOR AN ADULT With obturator Stainless steel Diameter: 22 mm x 50 mm Length : 140 mm Autoclavable, | ZWANGA TOR ( PTY) LTD | MAQ Surgical (pty) Ltd | Pakistan & RSA | MAQ | n/q | Each | 1 case | 1 | 21Days | 220
42296334-00000 | RETRACTOR | PROCTOSCOPE, RECTAL, KELLY FOR AN ADULT With obturator Stainless steel Diameter: 22 mm x 50 mm Length : 140 mm Autoclavable, | DUROMED CC | LAFTAN | PAKISTAN | LAFTAN | LTI-786-004-02 / LTI-786-004-03 / LTI-786-004-04 / LTI-786-004-05 | EACH | 1 SET | OFFER A | 28 - 70 | 506
42296334-00000 | RETRACTOR | PROCTOSCOPE, RECTAL, KELLY FOR AN ADULT With obturator Stainless steel Diameter: 22 mm x 50 mm Length : 140 mm Autoclavable, | ACCESS MEDICAL (PTY) LTD | DARLEYS SURGICAL CO. | PAKISTAN | ACCESS / DARLEYS | 815000 |  | 10 | 1 | 14 | 871.6862
42296815-00000 | DIAGNOSTIC | THROAT EXAMINATION HEAD Clinical Item must be compatible with item 42203444-00001. ITEM NUMBER 42203444-00001, and 42296815-00000 WILL BE CONSIDERDED AS A SERIES | DUROMED CC | LAFTAN | PAKISTAN | LAFTAN | LTI-786-004-02 / LTI-786-004-03 / LTI-786-004-04 / LTI-786-004-05 | 85 | 1 SET | OFFER A | 28 - 70 | 517.5
42296815-00000 | DIAGNOSTIC | THROAT EXAMINATION HEAD Clinical Item must be compatible with item 42203444-00001. ITEM NUMBER 42203444-00001, and 42296815-00000 WILL BE CONSIDERDED AS A SERIES | ACCESS MEDICAL (PTY) LTD | DARLEYS SURGICAL CO. | PAKISTAN | ACCESS / DARLEYS | 815000 | 90 | 10 | 1 | 14 | 871.6862
42311537-00000 | SCISSORS | SCISSORS, BANDAGE, LISTER Blade angled laterally Upper point blunt Lower point with flattened probe end Size : Large Length: 190 mm Autoclavable | PREMIER ENDOSCOPY | WELDON | PAKISTAN | WELDON | WI-137-004 | each | 1 | Offer 1 - WELDON (2 Year Guarantee) | 21 | 40.0823
42311537-00000 | SCISSORS | SCISSORS, BANDAGE, LISTER Blade angled laterally Upper point blunt Lower point with flattened probe end Size : Large Length: 190 mm Autoclavable | THOGWA MEDICALS AND PHARMACEUTICALS (PTY) LTD | BIBI SURGICAL INDUSTRY | SKT | BIBI | BB5420320 | Each | 2 | N/A | 15-20 days | 62.5
42311537-00000 | SCISSORS | SCISSORS, BANDAGE, LISTER Blade angled laterally Upper point blunt Lower point with flattened probe end Size : Large Length: 190 mm Autoclavable | TECMED (PTY) LTD | Care and Cure Surgico | Pakistan | CCS | 11-146-18 RT |  | One | Lister scissor 18 cm | 28 - 42 days | 74.0817
RT252-00-001 | Repairs & Maintenance of Equipment | Technician Fees | THOGWA MEDICALS AND PHARMACEUTICALS (PTY) LTD |  |  |  |  | Hour | Hour | N/A | Hour | 300
RT252-00-002 | Repairs & Maintenance of Equipment | Off site Service Fees | THOGWA MEDICALS AND PHARMACEUTICALS (PTY) LTD |  |  |  |  | Per Service | Per Service | N/A | Per Service | 300
RT252-00-003 | Repairs & Maintenance of Equipment | Diognostic and Testing Fees | THOGWA MEDICALS AND PHARMACEUTICALS (PTY) LTD |  |  |  |  | Per Service | Per Service | N/A | Per Service | 300
RT252-00-003 | Repairs & Maintenance of Equipment | Diognostic and Testing Fees | DUROMED CC | DUROMED CC | RSA | DUROMED CC | REP0001 | Per Service | 1 SERVICE | ONLY OFFER | 24 - 120 | 552
RT252-00-004 | Repairs & Maintenance of Equipment | Emergency Technician Fees | THOGWA MEDICALS AND PHARMACEUTICALS (PTY) LTD |  |  |  |  | Hour | Hour | N/A | Hour | 300
RT252-00-005 | Repairs & Maintenance of Equipment | Routine Servicing Costs | THOGWA MEDICALS AND PHARMACEUTICALS (PTY) LTD |  |  |  |  | Per Unit | Per Unit | N/A | Per Unit | 300