## RT253-2025 Contract Pricing
ITEM NUMBER | GROUP SERIES | ITEM DESCRIPTION | PACKAGING | OFFER OPTION | UNIT OF MEASURE | BIDDER'S NAME | OFFEED PICE IN ZA (INCL, VAT) | BRAND NAME | COUNTRY OF ORIGIN | PRODUCT PACK SIZE | LEAD TIME DAY/S | MINIMUM ORDER QUANTITY | TOTAL POINTS
RT253-01-001 | Not Applicable | Universal Feeding Bag-Pump Administration Sterile bag with easy cap closure and ice pouch, to fit on enteral feeding pumps available from the supplier. | For adult use. Bag size 1000mml to 2000ml. Bag must have graduation markings for every 100ml | Offer 1 | Each | Lechoba Medical Technologies (Pty) Ltd | 63.5 | Hawkmed® | China | 10 Units | 7-21 Days | 10 Units | 94
RT253-01-001 | Not Applicable | Universal Feeding Bag-Pump Administration Sterile bag with easy cap closure and ice pouch, to fit on enteral feeding pumps available from the supplier. | For adult use. Bag size 1000mml to 2000ml. Bag must have graduation markings for every 100ml | Offer 1 | Each | Tara healthcare (Pty) Ltd | 102.5 | Beaconn | China | 30 Units Per Carton | 21 Days | 500 | 39.3244
RT253-01-002 | Not Applicable | Universal Feeding Bag-Pump Administration Sterile bag with easy cap closure and ice pouch, to fit on enteral feeding pumps available from the supplier. | For Paediatric use. Bag size 500ml. bag must have graduation markings for every 20ml. | Offer 1 | Each | Lechoba Medical Technologies (Pty) Ltd | 55.75 | Hawkmed® | China | 10 Units | 7-21 Days | 10 Units | 94
RT253-01-002 | Not Applicable | Universal Feeding Bag-Pump Administration Sterile bag with easy cap closure and ice pouch, to fit on enteral feeding pumps available from the supplier. | For Paediatric use. Bag size 500ml. bag must have graduation markings for every 20ml. | Offer 1 | Each | Tara healthcare (Pty) Ltd | 102.5 | Beaconn | China | 30 Units Per Carton | 21 Days | 500 | 18.5291
RT253-01-003 | Not Applicable | Gravity Set A feeding set with dual (screw-top and spike) usable bottle connector and no adaptations. | The following information must be stated on the outer packaging: BPA Free, latex Free and for 24 hours usage. | Offer 1 | Each | Chaldean Trading 40 CC | 17.25 | Lysa | China | Case of 100 Pcs | 21 Days | 3 Boxes | 94
RT253-01-003 | Not Applicable | Gravity Set A feeding set with dual (screw-top and spike) usable bottle connector and no adaptations. | The following information must be stated on the outer packaging: BPA Free, latex Free and for 24 hours usage. | Offer 2 | Each | Lechoba Medical Technologies (Pty) Ltd | 18.45 | Medkb | China | 10 Units | 7-21 Days | 10 Units | 87.7391
RT253-01-003 | Not Applicable | Gravity Set A feeding set with dual (screw-top and spike) usable bottle connector and no adaptations. | The following information must be stated on the outer packaging: BPA Free, latex Free and for 24 hours usage. | Offer 1 | Each | Tara healthcare (Pty) Ltd | 29.5 | Beaconn | China | 30 Units Per Carton | 21 Days | 500 | 30.087
RT253-01-004 | Not Applicable | Dual Universal Spike Set Double universal spike feeding set that can fit any two ready-to-hang feeds of different volumes | The following information must be stated on the outer packaging: BPA Free, latex Free and for 24 hours usage. | Offer 1 | Each | Lechoba Medical Technologies (Pty) Ltd | 49.63 | Hawkmed® | China | 10 Units | 7-21 Days | 10 Units | 94
RT253-01-004 | Not Applicable | Dual Universal Spike Set Double universal spike feeding set that can fit any two ready-to-hang feeds of different volumes | The following information must be stated on the outer packaging: BPA Free, latex Free and for 24 hours usage. | Offer 1 | Each | Tara healthcare (Pty) Ltd | 129.5 | Beaconn | China | 30 Units Per Carton | 21 Days | 500 | -50.8378
RT253-01-005 | Not Applicable | UNIVERSAL COMBINATION FEEDING AND FLUSHING BAG Combination feeding bag consisting of two bags- one for flushing and one bag for feeding. | For adult use. Bag size 1000mml to 2000ml. The bag must have graduation markings for every 100ml | Offer 1 | Each | Lechoba Medical Technologies (Pty) Ltd | 86.9 | Hawkmed® | China | 10 Units | 7-21 Days | 10 Units | -11.0374
RT253-01-005 | Not Applicable | UNIVERSAL COMBINATION FEEDING AND FLUSHING BAG Combination feeding bag consisting of two bags- one for flushing and one bag for feeding. | For adult use. Bag size 1000mml to 2000ml. The bag must have graduation markings for every 100ml | Offer 1 | Each | Tara healthcare (Pty) Ltd | 129.5 | Beaconn | China | 30 Units Per Carton | 21 Days | 500 | -106.6484
RT253-01-006 | Not Applicable | UNIVERSAL COMBINATION FEEDING AND FLUSHING BAG Combination feeding bag consisting of two bags- one for flushing and one bag for feeding. | For Paediatric use. Bag size 500ml. bag must have graduation markings for every 20ml. | Offer 1 | Each | Lechoba Medical Technologies (Pty) Ltd | 86.9 | Hawkmed® | China | 10 Units | 7-21 Days | 10 Units | -11.0374
RT253-01-006 | Not Applicable | UNIVERSAL COMBINATION FEEDING AND FLUSHING BAG Combination feeding bag consisting of two bags- one for flushing and one bag for feeding. | For Paediatric use. Bag size 500ml. bag must have graduation markings for every 20ml. | Offer 1 | Each | Tara healthcare (Pty) Ltd | 129.5 | Beaconn | China | 30 Units Per Carton | 21 Days | 500 | -106.6484
RT253-01-007 | Not Applicable | UNIVERSAL 3 IN 1 FEED AND FLUSH BAG Flush bag with a capacity of 1000ml and universal feeding spike with stepped connector and medication port that fits both ENPlus/ENFit oral and catheter tip syringes. | The following information must be stated on the outer packaging: BPA Free and for 24 hours usage. | Offer 1 | Each | Tara healthcare (Pty) Ltd | 74.55 | Beaconn | China | 30 Units Per Carton | 21 Days | 500 | 94
RT253-01-007 | Not Applicable | UNIVERSAL 3 IN 1 FEED AND FLUSH BAG Flush bag with a capacity of 1000ml and universal feeding spike with stepped connector and medication port that fits both ENPlus/ENFit oral and catheter tip syringes. | The following information must be stated on the outer packaging: BPA Free and for 24 hours usage. | Offer 1 | Each | Lechoba Medical Technologies (Pty) Ltd | 78.55 | Hawkmed® | China | 10 Units | 7-21 Days | 10 Units | 89.171
RT253-01-008 | Not Applicable | UNIVERSAL 3 in 1 PUMP SET Universal pump set that fits onto the enteral feeding pump with dual usable bottle connector (spike and screw cap) and no adaptations. | The following information must be stated on the outer packaging: BPA Free and for 24 hours usage. | Offer 1 | Each | Lechoba Medical Technologies (Pty) Ltd | 70.09 | Hawkmed® | China | 10 Units | 7-21 Days | 10 Units | 94
RT253-01-008 | Not Applicable | UNIVERSAL 3 in 1 PUMP SET Universal pump set that fits onto the enteral feeding pump with dual usable bottle connector (spike and screw cap) and no adaptations. | The following information must be stated on the outer packaging: BPA Free and for 24 hours usage. | Offer 1 | Each | B. Braun Medical | 99.48 | B. Braun Infusomat Space Line (Product Code: 8250832SP) | Germany | 1 Unit | 21-28 days | 50 Units | 52.2614
RT253-01-008 | Not Applicable | UNIVERSAL 3 in 1 PUMP SET Universal pump set that fits onto the enteral feeding pump with dual usable bottle connector (spike and screw cap) and no adaptations. | The following information must be stated on the outer packaging: BPA Free and for 24 hours usage. | Offer 1 | Each | Tara healthcare (Pty) Ltd | 102.5 | Beaconn | China | 30 Units Per Carton | 21 Days | 500 | 52.3835
RT253-02-001 | Not Applicable | FILTER FOR PARENTERAL NUTRITION IN NEONATES Filter media: -0.2µm, Tubing extension: Phthalate Free tubing (phthalate can easily leech in any fat-containing lipid solutions which can be harmful to at-risk populations). | The following information must be stated on the outer packaging: Phthalate Free and for 24 hours usage | Offer 1 | Each | SSEM Mthembu Medical | 58.15 | Sky Medical | Israel | 1 unit | 90 Days | 100 units | 91.798
RT253-02-001 | Not Applicable | FILTER FOR PARENTERAL NUTRITION IN NEONATES Filter media: -0.2µm, Tubing extension: Phthalate Free tubing (phthalate can easily leech in any fat-containing lipid solutions which can be harmful to at-risk populations). | The following information must be stated on the outer packaging: Phthalate Free and for 24 hours usage | Offer 1 | Each | B. Braun Medical | 83.26 | B. Braun Intrapur Paed. I.V.Filter 0.2 (Product Code: 4099753) | Germany | 1 Unit | 21-28 days | 50 Units | 51.1367
RT253-02-002 | Not Applicable | FILTER FOR ADULT (LIPID-CONTAINING PARENTERAL NUTRITION) Filter media: 1.2µm, tubing extension: phthalate Free tubing (phthalate can easily leech in any fat-containing lipid solutions which can be harmful to at-risk populations). | The following information must be stated on the outer packaging: Phthalate Free and for 24 hours usage. | Offer 1 | Each | SSEM Mthembu Medical | 60.61 | Sky Medical | United Kingdom | 1 unit | 90 Days | 100 units | 91.798
RT253-02-002 | Not Applicable | FILTER FOR ADULT (LIPID-CONTAINING PARENTERAL NUTRITION) Filter media: 1.2µm, tubing extension: phthalate Free tubing (phthalate can easily leech in any fat-containing lipid solutions which can be harmful to at-risk populations). | The following information must be stated on the outer packaging: Phthalate Free and for 24 hours usage. | Offer 1 | Each | B. Braun Medical | 76.5 | B. Braun Intrapur Lipid I.V.Filter 1.2 (Product Code: 4099702) | Germany | 1 Unit | 21-28 days | 50 Units | 66.4049
RT253-02-002 | Not Applicable | FILTER FOR ADULT (LIPID-CONTAINING PARENTERAL NUTRITION) Filter media: 1.2µm, tubing extension: phthalate Free tubing (phthalate can easily leech in any fat-containing lipid solutions which can be harmful to at-risk populations). | The following information must be stated on the outer packaging: Phthalate Free and for 24 hours usage. | Offer 1 | Each | K2 Medical (Pty) Ltd | 131.98 | TNA1E | United Kingdom | 50 units | 60 Days | 1 Box | -13.9368
RT253-03-025 | Not Applicable | NASOGASTRIC FEEDING MADE OF POLYURETHANE WITH A WEIGHTED TIP A nasogastric feeding tube of high-quality thermosensitive polyurethane material, must have a radiopaque line. | Size: 6FG, length: 40cm-60cm | Offer 1 | Each | Zwanga Tor (Pty) Ltd | 36.11 | Ulife | China | 400pcs/ctn | 14 Days | 100 | 94.9
RT253-03-025 | Not Applicable | NASOGASTRIC FEEDING MADE OF POLYURETHANE WITH A WEIGHTED TIP A nasogastric feeding tube of high-quality thermosensitive polyurethane material, must have a radiopaque line. | Size: 6FG, length: 40cm-60cm | Offer 1 | Each | Allenco Medical And Dental Supplies CC | 319.86 | Avanos | United State of America | 10 units | 3-21 Days | 30 units | -613.3741
RT253-03-029 | Not Applicable | NASOGASTRIC FEEDING MADE OF POLYURETHANE WITH A WEIGHTED TIP A nasogastric feeding tube of high-quality thermosensitive polyurethane material, must have a radiopaque line. | Size: 8FG, length: 90cm-92cm | Offer 1 | Each | Lechoba Medical Technologies (Pty) Ltd | 127.5 | Nutricair® | China | 20 Units | 7-21 Days | 20 Units | 94
RT253-03-029 | Not Applicable | NASOGASTRIC FEEDING MADE OF POLYURETHANE WITH A WEIGHTED TIP A nasogastric feeding tube of high-quality thermosensitive polyurethane material, must have a radiopaque line. | Size: 8FG, length: 90cm-92cm | Offer 1 | Each | Allenco Medical And Dental Supplies CC | 170.82 | Hoist | France | 20 units | 3-21 Days | 30 units | 63.2612
RT253-03-030 | Not Applicable | NASOGASTRIC FEEDING MADE OF POLYURETHANE WITH A WEIGHTED TIP A nasogastric feeding tube of high-quality thermosensitive polyurethane material, must have a radiopaque line. | Size: 10FG, length: 107cm-114cm | Offer 1 | Each | Zwanga Tor (Pty) Ltd | 36.11 | Ulife | China | 400pcs/ctn | 14 Days | 100 | 94.9
RT253-03-030 | Not Applicable | NASOGASTRIC FEEDING MADE OF POLYURETHANE WITH A WEIGHTED TIP A nasogastric feeding tube of high-quality thermosensitive polyurethane material, must have a radiopaque line. | Size: 10FG, length: 107cm-114cm | Offer 1 | Each | Tara healthcare (Pty) Ltd | 91.5 | Ande Med | China | 10 Units Per Box | 21 Days | 100 | -44.0532
RT253-03-030 | Not Applicable | NASOGASTRIC FEEDING MADE OF POLYURETHANE WITH A WEIGHTED TIP A nasogastric feeding tube of high-quality thermosensitive polyurethane material, must have a radiopaque line. | Size: 10FG, length: 107cm-114cm | Offer 1 | Each | Lechoba Medical Technologies (Pty) Ltd | 127.5 | Nutricair® | China | 20 Units | 7-21 Days | 20 Units | -133.779
RT253-03-031 | Not Applicable | NASOGASTRIC FEEDING MADE OF POLYURETHANE WITH A WEIGHTED TIP A nasogastric feeding tube of high-quality thermosensitive polyurethane material, must have a radiopaque line. | Size: 12FG, length: 107cm-114cm | Offer 1 | Each | Diverse Pharmaceuticals (Pty) Ltd | 38.53 | Fushan (Need a cath) | China | 10 units | 4-5 Days | 1000 units | 94.9
RT253-03-031 | Not Applicable | NASOGASTRIC FEEDING MADE OF POLYURETHANE WITH A WEIGHTED TIP A nasogastric feeding tube of high-quality thermosensitive polyurethane material, must have a radiopaque line. | Size: 12FG, length: 107cm-114cm | Offer 1 | Each | Tara healthcare (Pty) Ltd | 91.5 | Ande Med | China | 10 Units Per Box | 21 Days | 100 | 94
RT253-03-031 | Not Applicable | NASOGASTRIC FEEDING MADE OF POLYURETHANE WITH A WEIGHTED TIP A nasogastric feeding tube of high-quality thermosensitive polyurethane material, must have a radiopaque line. | Size: 12FG, length: 107cm-114cm | Offer 1 | Each | Lechoba Medical Technologies (Pty) Ltd | 127.5 | Nutricair® | China | 20 Units | 7-21 Days | 20 Units | 58.5902
RT253-03-032 | Not Applicable | NASOGASTRIC FEEDING MADE OF POLYURETHANE WITH A WEIGHTED TIP A nasogastric feeding tube of high-quality thermosensitive polyurethane material, must have a radiopaque line. | Size: 12FG, length: 137cm-140cm | Offer 1 | Each | Tara healthcare (Pty) Ltd | 91.5 | Ande Med | China | 10 Units Per Box | 21 Days | 100 | 94
RT253-03-032 | Not Applicable | NASOGASTRIC FEEDING MADE OF POLYURETHANE WITH A WEIGHTED TIP A nasogastric feeding tube of high-quality thermosensitive polyurethane material, must have a radiopaque line. | Size: 12FG, length: 137cm-140cm | Offer 1 | Each | Allenco Medical And Dental Supplies CC | 149.46 | Hoist | France | 20 units | 3-21 Days | 20 units | 36.8302
RT253-03-032 | Not Applicable | NASOGASTRIC FEEDING MADE OF POLYURETHANE WITH A WEIGHTED TIP A nasogastric feeding tube of high-quality thermosensitive polyurethane material, must have a radiopaque line. | Size: 12FG, length: 137cm-140cm | Offer 1 | Each | Lechoba Medical Technologies (Pty) Ltd | 269.65 | Nutricair® | China | 20 Units | 7-21 Days | 20 Units | -81.2295
RT253-03-033 | Not Applicable | NASOGASTRIC FEEDING MADE OF POLYURETHANE WITH NONE-WEIGHTED TIP Compatible with universal syringe pump, Tube must adhere to ENPlus/ENFit standards, made of polyurethane material required for long term use with maximum strength and kink resistant and does not collapse on aspiration. | Size: 8 FG, length: 40cm-51cm | Offer 1 | Each | Access Medical (Pty) Ltd | 32.36 | Access | China | 10 units | 14 Days | 1 Box | 94
RT253-03-033 | Not Applicable | NASOGASTRIC FEEDING MADE OF POLYURETHANE WITH NONE-WEIGHTED TIP Compatible with universal syringe pump, Tube must adhere to ENPlus/ENFit standards, made of polyurethane material required for long term use with maximum strength and kink resistant and does not collapse on aspiration. | Size: 8 FG, length: 40cm-51cm | Offer 1 | Each | Lechoba Medical Technologies (Pty) Ltd | 56.55 | Nutricare | China | 25 Units | 7-21 Days | 25 Units | 26.7225
RT253-03-033 | Not Applicable | NASOGASTRIC FEEDING MADE OF POLYURETHANE WITH NONE-WEIGHTED TIP Compatible with universal syringe pump, Tube must adhere to ENPlus/ENFit standards, made of polyurethane material required for long term use with maximum strength and kink resistant and does not collapse on aspiration. | Size: 8 FG, length: 40cm-51cm | Offer 1 | Each | Liora Medical Supplies CC | 60.58 | Kangaroo | United State of America | 10 units | 5-10 Days | 10 units | 15.5142
RT253-03-034 | Not Applicable | NASOGASTRIC FEEDING MADE OF POLYURETHANE WITH NONE-WEIGHTED TIP Compatible with universal syringe pump, Tube must adhere to ENPlus/ENFit standards, made of polyurethane material required for long term use with maximum strength and kink resistant and does not collapse on aspiration. | Size: 8FG, length: 52cm-60cm | Offer 2 | Each | Allenco Medical And Dental Supplies CC | 41.93 | Ucomfor | China | 30 units | 3-21 Days | 30 units | 93.84
RT253-03-034 | Not Applicable | NASOGASTRIC FEEDING MADE OF POLYURETHANE WITH NONE-WEIGHTED TIP Compatible with universal syringe pump, Tube must adhere to ENPlus/ENFit standards, made of polyurethane material required for long term use with maximum strength and kink resistant and does not collapse on aspiration. | Size: 8FG, length: 52cm-60cm | Offer 2 | Each | Lechoba Medical Technologies (Pty) Ltd | 45.15 | Nutricair® | China | 40 Units | 7-21 Days | 40 Units | 87.0885
RT253-03-034 | Not Applicable | NASOGASTRIC FEEDING MADE OF POLYURETHANE WITH NONE-WEIGHTED TIP Compatible with universal syringe pump, Tube must adhere to ENPlus/ENFit standards, made of polyurethane material required for long term use with maximum strength and kink resistant and does not collapse on aspiration. | Size: 8FG, length: 52cm-60cm | Offer 1 | Each | Tara healthcare (Pty) Ltd | 78 | Ande Med | China | 10 Units Per Box | 21 Days | 100 | 16.5781
RT253-04-005 | Not Applicable | NASOJEJUNAL FEEDING TUBE MADE OF POLYURETHANE WITH WEIGHTED TIP and GUIDE WIRE Polyurethane feeding tube with weighted tip of 3g-5g. Must have a radiopaque line. | Size: 8FG, length: 120cm-155 cm | Offer 1 | Each | Allenco Medical And Dental Supplies CC | 149.46 | Hoist | France | 20 units | 3-21 Days | 30 units | 93.84
RT253-04-005 | Not Applicable | NASOJEJUNAL FEEDING TUBE MADE OF POLYURETHANE WITH WEIGHTED TIP and GUIDE WIRE Polyurethane feeding tube with weighted tip of 3g-5g. Must have a radiopaque line. | Size: 8FG, length: 120cm-155 cm | Offer 1 - ENFIT OPTION | Each | Lechoba Medical Technologies (Pty) Ltd | 368.9 | Nutricair® | China | 20 Units | 7-21 Days | 20 Units | -38.1397
RT253-04-006 | Not Applicable | NASOJEJUNAL FEEDING TUBE MADE OF POLYURETHANE WITH WEIGHTED TIP and GUIDE WIRE Polyurethane feeding tube with weighted tip of 3g-5g. Must have a radiopaque line. | Size: 10FG, length: 120cm-155 cm | Offer 1 | Each | Tara healthcare (Pty) Ltd | 91.5 | Ande Med | China | 10 Units Per Box | 21 Days | 100 | 94
RT253-04-006 | Not Applicable | NASOJEJUNAL FEEDING TUBE MADE OF POLYURETHANE WITH WEIGHTED TIP and GUIDE WIRE Polyurethane feeding tube with weighted tip of 3g-5g. Must have a radiopaque line. | Size: 10FG, length: 120cm-155 cm | Offer 1 | Each | Allenco Medical And Dental Supplies CC | 149.46 | Hoist | France | 20 units | 3-21 Days | 30 units | 36.8302
RT253-04-006 | Not Applicable | NASOJEJUNAL FEEDING TUBE MADE OF POLYURETHANE WITH WEIGHTED TIP and GUIDE WIRE Polyurethane feeding tube with weighted tip of 3g-5g. Must have a radiopaque line. | Size: 10FG, length: 120cm-155 cm | Offer 1 - ENFIT OPTION | Each | Lechoba Medical Technologies (Pty) Ltd | 368.9 | Nutricair® | China | 20 Units | 7-21 Days | 20 Units | -178.8525
RT253-04-007 | Not Applicable | NASOJEJUNAL FEEDING TUBE MADE OF POLYURETHANE WITH WEIGHTED TIP and GUIDE WIRE Polyurethane feeding tube with weighted tip of 3g-5g. Must have a radiopaque line. | Size: 12FG, length: 120cm-155 cm | Offer 1 | Each | Tara healthcare (Pty) Ltd | 91.5 | Ande Med | China | 10 Units Per Box | 21 Days | 100 | 94
RT253-04-007 | Not Applicable | NASOJEJUNAL FEEDING TUBE MADE OF POLYURETHANE WITH WEIGHTED TIP and GUIDE WIRE Polyurethane feeding tube with weighted tip of 3g-5g. Must have a radiopaque line. | Size: 12FG, length: 120cm-155 cm | Offer 1 | Each | Allenco Medical And Dental Supplies CC | 149.46 | Hoist | France | 20 units | 3-21 Days | 30 units | 36.8302
RT253-04-007 | Not Applicable | NASOJEJUNAL FEEDING TUBE MADE OF POLYURETHANE WITH WEIGHTED TIP and GUIDE WIRE Polyurethane feeding tube with weighted tip of 3g-5g. Must have a radiopaque line. | Size: 12FG, length: 120cm-155 cm | Offer 1 | Each | Liora Medical Supplies CC | 2042.69 | Kangaroo | United State of America | 5 units | 5-10 Days | 2 units | -1825.2033
RT253-04-008 | Not Applicable | NASOJEJUNAL FEEDING TUBE MADE OF POLYURETHANE WITH WEIGHTED TIP and GUIDE WIRE Polyurethane feeding tube with weighted tip of 3g-5g. Must have a radiopaque line. | Size: 14FG, length: 150cm-155 cm | Offer 1 | Each | Tara healthcare (Pty) Ltd | 91.5 | Ande Med | China | 10 Units Per Box | 21 Days | 100 | 94
RT253-04-008 | Not Applicable | NASOJEJUNAL FEEDING TUBE MADE OF POLYURETHANE WITH WEIGHTED TIP and GUIDE WIRE Polyurethane feeding tube with weighted tip of 3g-5g. Must have a radiopaque line. | Size: 14FG, length: 150cm-155 cm | Offer 1 - ENFIT OPTION | Each | Lechoba Medical Technologies (Pty) Ltd | 290.69 | Nutricair® | China | 20 Units | 7-21 Days | 20 Units | -101.9246
RT253-05-001 | Not Applicable | TRANSITION CONNECTOR, PLASTIC TAPERED Stepped taper on one side from 3 mm to 9 mm inside diameter to facilitate forward compatibility from ENFit compatible pump administration set to non-ENFit/ENPlus feeding tube. | Stepped taper on one side from 3 mm to 9 mm inside diameter | Offer 1 | Each | Tara healthcare (Pty) Ltd | 2.25 | Beaconn | China | 1000 Units Per Carton | 21 Days | 3000 | 94
RT253-05-001 | Not Applicable | TRANSITION CONNECTOR, PLASTIC TAPERED Stepped taper on one side from 3 mm to 9 mm inside diameter to facilitate forward compatibility from ENFit compatible pump administration set to non-ENFit/ENPlus feeding tube. | Stepped taper on one side from 3 mm to 9 mm inside diameter | Offer 1 | Each | Lechoba Medical Technologies (Pty) Ltd | 3.2 | Medkb | China | 10 Units | 7-21 Days | 10 Units | 56
RT253-05-001 | Not Applicable | TRANSITION CONNECTOR, PLASTIC TAPERED Stepped taper on one side from 3 mm to 9 mm inside diameter to facilitate forward compatibility from ENFit compatible pump administration set to non-ENFit/ENPlus feeding tube. | Stepped taper on one side from 3 mm to 9 mm inside diameter | Offer 1 | Each | Allenco Medical And Dental Supplies CC | 6.44 | Avanos | United State of America | 5 units | 3-21 Days | 5 units | -73.76
RT253-05-002 | Not Applicable | THREE-WAY CLOSED SYSTEM STOPCOCK VALVE Closed enteral feeding tube valve to maintain a closed system throughout enteral feeding, drug administration and suctioning procedures. | Three-way closed system stopcock valve without ENFit adaptor | Offer 1 | Each | Tara healthcare (Pty) Ltd | 2.59 | Sterimed | China | 100 Units Per Box | 21 Days | 1000 | 94
RT253-05-002 | Not Applicable | THREE-WAY CLOSED SYSTEM STOPCOCK VALVE Closed enteral feeding tube valve to maintain a closed system throughout enteral feeding, drug administration and suctioning procedures. | Three-way closed system stopcock valve without ENFit adaptor | Offer 1 | Each | Grobir Medical Suppliers | 4.01 | Sterimed | India | 100 units | 21 Days | 1 Box | 40.6564
RT253-05-002 | Not Applicable | THREE-WAY CLOSED SYSTEM STOPCOCK VALVE Closed enteral feeding tube valve to maintain a closed system throughout enteral feeding, drug administration and suctioning procedures. | Three-way closed system stopcock valve without ENFit adaptor | Offer 1 | Each | Quality Medical Supplies (Pty) Ltd | 3.22 | Able | China | 1 unit | 21 Days | 1500 Units | 94
RT253-05-003 | Not Applicable | THREE-WAY CLOSED SYSTEM STOPCOCK VALVE Closed enteral feeding tube valve to maintain a closed system throughout enteral feeding, drug administration and suctioning procedures. | Three-way closed system stopcock valve with ENFit adaptor | Offer 1 | Each | Lechoba Medical Technologies (Pty) Ltd | 8.01 | Medkb | China | 10 Units | 7-21 Days | 10 Units | 94
RT253-06-001 | Not Applicable | NASAL TUBE RETAINING SYSTEM The system must contain the following: Retrieval probe with a magnet at the tip, catheter with removable safety stylet and bridal tubing, pre-attached clip, removal tool and lubricant packet. | Nasal tube retaining system size: 8FG | Offer 1 | Each | Allenco Medical And Dental Supplies CC | 2145.93 | Avanos | United State of America | 10 units | 3-21 Days | 30 units | 93.84
RT253-06-002 | Not Applicable | NASAL TUBE RETAINING SYSTEM The system must contain the following: Retrieval probe with a magnet at the tip, catheter with removable safety stylet and bridal tubing, pre-attached clip, removal tool and lubricant packet. | Nasal tube retaining system size: 10FG | Offer 1 | Each | Allenco Medical And Dental Supplies CC | 2145.93 | Avanos | United State of America | 10 units | 3-21 Days | 30 units | 93.84
RT253-07-002 | Not Applicable | TUBE, DUODENAL, LEVIN Medical grade, non-toxic soft kink resistant PVC with radiopaque line, 450 mm from distal end are three consecutive 100 mm markings, proximal end: funnel connector and rigid plastic luer-slip adaptor with captive plug, distal end: open tip with four lateral staggered eyes, sterile, individually peel packed. | Size: 6FG, length: 900mm | Offer 1 | Each | Grobir Medical Suppliers | 3.91 | Sterimed | India | 50 units | 21 Days | 1 Box | 90
RT253-07-002 | Not Applicable | TUBE, DUODENAL, LEVIN Medical grade, non-toxic soft kink resistant PVC with radiopaque line, 450 mm from distal end are three consecutive 100 mm markings, proximal end: funnel connector and rigid plastic luer-slip adaptor with captive plug, distal end: open tip with four lateral staggered eyes, sterile, individually peel packed. | Size: 6FG, length: 900mm | Offer 1 | Each | Supra Healthcare Johannesburg (Pty) Ltd | 4.099 | Avacare | China | 1 unit | 21 Days | 1 unit | 88.6582
RT253-07-003 | Not Applicable | TUBE, DUODENAL, LEVIN Medical grade, non-toxic soft kink resistant PVC with radiopaque line, 450 mm from distal end are three consecutive 100 mm markings, proximal end: funnel connector and rigid plastic luer-slip adaptor with captive plug, distal end: open tip with four lateral staggered eyes, sterile, individually peel packed. | Size: 8FG, length: 900mm | Offer 1 | Each | Grobir Medical Suppliers | 3.91 | Sterimed | India | 50 units | 21 Days | 1 Box | 90
RT253-07-003 | Not Applicable | TUBE, DUODENAL, LEVIN Medical grade, non-toxic soft kink resistant PVC with radiopaque line, 450 mm from distal end are three consecutive 100 mm markings, proximal end: funnel connector and rigid plastic luer-slip adaptor with captive plug, distal end: open tip with four lateral staggered eyes, sterile, individually peel packed. | Size: 8FG, length: 900mm | Offer 1 | Each | Supra Healthcare Johannesburg (Pty) Ltd | 4.099 | Avacare | China | 1 unit | 21 Days | 1 unit | 88.6582
RT253-07-004 | Not Applicable | TUBE, DUODENAL, LEVIN Medical grade, non-toxic soft kink resistant PVC with radiopaque line, 450 mm from distal end are three consecutive 100 mm markings, proximal end: funnel connector and rigid plastic luer-slip adaptor with captive plug, distal end: open tip with four lateral staggered eyes, sterile, individually peel packed. | Size: 10FG, length: 900mm | Offer 1 | Each | Zwanga Tor (Pty) Ltd | 3.06 | Ulife | China | 500pcs/ctn | 14 Days | 100 | 94.9
RT253-07-004 | Not Applicable | TUBE, DUODENAL, LEVIN Medical grade, non-toxic soft kink resistant PVC with radiopaque line, 450 mm from distal end are three consecutive 100 mm markings, proximal end: funnel connector and rigid plastic luer-slip adaptor with captive plug, distal end: open tip with four lateral staggered eyes, sterile, individually peel packed. | Size: 10FG, length: 900mm | Offer 1 | Each | Grobir Medical Suppliers | 3.91 | Sterimed | India | 50 units | 21 Days | 1 Box | 65
RT253-07-004 | Not Applicable | TUBE, DUODENAL, LEVIN Medical grade, non-toxic soft kink resistant PVC with radiopaque line, 450 mm from distal end are three consecutive 100 mm markings, proximal end: funnel connector and rigid plastic luer-slip adaptor with captive plug, distal end: open tip with four lateral staggered eyes, sterile, individually peel packed. | Size: 10FG, length: 900mm | Offer 1 | Each | Supra Healthcare Johannesburg (Pty) Ltd | 4.099 | Avacare | China | 1 unit | 21 Days | 1 unit | 62.4497
RT253-07-005 | Not Applicable | TUBE, DUODENAL, LEVIN Medical grade, non-toxic soft kink resistant PVC with radiopaque line, 450 mm from distal end are three consecutive 100 mm markings, proximal end: funnel connector and rigid plastic luer-slip adaptor with captive plug, distal end: open tip with four lateral staggered eyes, sterile, individually peel packed. | Size: 12FG, length: 900mm | Offer 1 | Each | Zwanga Tor (Pty) Ltd | 3.48 | Ulife | China | 500pcs/ctn | 14 Days | 100 | 94.9
RT253-07-005 | Not Applicable | TUBE, DUODENAL, LEVIN Medical grade, non-toxic soft kink resistant PVC with radiopaque line, 450 mm from distal end are three consecutive 100 mm markings, proximal end: funnel connector and rigid plastic luer-slip adaptor with captive plug, distal end: open tip with four lateral staggered eyes, sterile, individually peel packed. | Size: 12FG, length: 900mm | Offer 1 | Each | Grobir Medical Suppliers | 3.91 | Sterimed | India | 50 units | 21 Days | 1 Box | 78.8793
RT253-07-005 | Not Applicable | TUBE, DUODENAL, LEVIN Medical grade, non-toxic soft kink resistant PVC with radiopaque line, 450 mm from distal end are three consecutive 100 mm markings, proximal end: funnel connector and rigid plastic luer-slip adaptor with captive plug, distal end: open tip with four lateral staggered eyes, sterile, individually peel packed. | Size: 12FG, length: 900mm | Offer 1 | Each | Supra Healthcare Johannesburg (Pty) Ltd | 4.099 | Avacare | China | 1 unit | 21 Days | 1 unit | 76.9999
RT253-07-006 | Not Applicable | TUBE, DUODENAL, LEVIN Medical grade, non-toxic soft kink resistant PVC with radiopaque line, 450 mm from distal end are three consecutive 100 mm markings, proximal end: funnel connector and rigid plastic luer-slip adaptor with captive plug, distal end: open tip with four lateral staggered eyes, sterile, individually peel packed. | Size: 14FG, length: 900mm | Offer 1 | Each | Zwanga Tor (Pty) Ltd | 3.48 | Ulife | China | 500pcs/ctn | 14 Days | 100 | 94.9
RT253-07-006 | Not Applicable | TUBE, DUODENAL, LEVIN Medical grade, non-toxic soft kink resistant PVC with radiopaque line, 450 mm from distal end are three consecutive 100 mm markings, proximal end: funnel connector and rigid plastic luer-slip adaptor with captive plug, distal end: open tip with four lateral staggered eyes, sterile, individually peel packed. | Size: 14FG, length: 900mm | Offer 1 | Each | Grobir Medical Suppliers | 3.91 | Sterimed | India | 50 units | 21 Days | 1 Box | 78.8793
RT253-07-006 | Not Applicable | TUBE, DUODENAL, LEVIN Medical grade, non-toxic soft kink resistant PVC with radiopaque line, 450 mm from distal end are three consecutive 100 mm markings, proximal end: funnel connector and rigid plastic luer-slip adaptor with captive plug, distal end: open tip with four lateral staggered eyes, sterile, individually peel packed. | Size: 14FG, length: 900mm | Offer 1 | Each | Supra Healthcare Johannesburg (Pty) Ltd | 4.099 | Avacare | China | 1 unit | 21 Days | 1 unit | 76.9999
RT253-07-007 | Not Applicable | TUBE, DUODENAL, LEVIN Medical grade, non-toxic soft kink resistant PVC with radiopaque line, 450 mm from distal end are three consecutive 100 mm markings, proximal end: funnel connector and rigid plastic luer-slip adaptor with captive plug, distal end: open tip with four lateral staggered eyes, sterile, individually peel packed. | Size: 16FG, length: 900mm | Offer 1 | Each | Zwanga Tor (Pty) Ltd | 3.48 | Ulife | China | 500pcs/ctn | 14 Days | 100 | 94.9
RT253-07-007 | Not Applicable | TUBE, DUODENAL, LEVIN Medical grade, non-toxic soft kink resistant PVC with radiopaque line, 450 mm from distal end are three consecutive 100 mm markings, proximal end: funnel connector and rigid plastic luer-slip adaptor with captive plug, distal end: open tip with four lateral staggered eyes, sterile, individually peel packed. | Size: 16FG, length: 900mm | Offer 1 | Each | Supra Healthcare Johannesburg (Pty) Ltd | 4.099 | Avacare | China | 1 unit | 21 Days | 1 unit | 76.9999
RT253-07-007 | Not Applicable | TUBE, DUODENAL, LEVIN Medical grade, non-toxic soft kink resistant PVC with radiopaque line, 450 mm from distal end are three consecutive 100 mm markings, proximal end: funnel connector and rigid plastic luer-slip adaptor with captive plug, distal end: open tip with four lateral staggered eyes, sterile, individually peel packed. | Size: 16FG, length: 900mm | Offer 1 | Each | Grobir Medical Suppliers | 4.11 | Sterimed | India | 50 units | 21 Days | 1 Box | 73.7069
RT253-07-008 | Not Applicable | TUBE, DUODENAL, LEVIN Medical grade, non-toxic soft kink resistant PVC with radiopaque line, 450 mm from distal end are three consecutive 100 mm markings, proximal end: funnel connector and rigid plastic luer-slip adaptor with captive plug, distal end: open tip with four lateral staggered eyes, sterile, individually peel packed. | Size: 18FG, length: 900mm | Offer 1 | Each | Zwanga Tor (Pty) Ltd | 3.48 | Ulife | China | 500pcs/ctn | 14 Days | 100 | 94.9
RT253-07-008 | Not Applicable | TUBE, DUODENAL, LEVIN Medical grade, non-toxic soft kink resistant PVC with radiopaque line, 450 mm from distal end are three consecutive 100 mm markings, proximal end: funnel connector and rigid plastic luer-slip adaptor with captive plug, distal end: open tip with four lateral staggered eyes, sterile, individually peel packed. | Size: 18FG, length: 900mm | Offer 1 | Each | Supra Healthcare Johannesburg (Pty) Ltd | 4.099 | Avacare | China | 1 unit | 21 Days | 1 unit | 76.9999
RT253-07-008 | Not Applicable | TUBE, DUODENAL, LEVIN Medical grade, non-toxic soft kink resistant PVC with radiopaque line, 450 mm from distal end are three consecutive 100 mm markings, proximal end: funnel connector and rigid plastic luer-slip adaptor with captive plug, distal end: open tip with four lateral staggered eyes, sterile, individually peel packed. | Size: 18FG, length: 900mm | Offer 1 | Each | Grobir Medical Suppliers | 4.11 | Sterimed | India | 50 units | 21 Days | 1 Box | 73.7069
RT253-07-010 | Not Applicable | TUBE, DUODENAL, RYLES Medical grade, non-toxic soft kink-resistant PVC with the radiopaque line, markings at 450 mm, 550 mm, 650 mm, and 750 mm from distal tip, proximal end: | Size: 6FG, length: 900mm | Offer 1 | Each | Tara healthcare (Pty) Ltd | 2.65 | Steri- Lene | India | 50 Units Per Box | 21 Days | 600 | 94
RT253-07-011 | Not Applicable | TUBE, DUODENAL, RYLES Medical grade, non-toxic soft kink-resistant PVC with the radiopaque line, markings at 450 mm, 550 mm, 650 mm, and 750 mm from distal tip, proximal end: | Size: 8FG, length: 900mm | Offer 1 | Each | Tara healthcare (Pty) Ltd | 2.65 | Steri- Lene | India | 50 Units Per Box | 21 Days | 500 | 94
RT253-07-011 | Not Applicable | TUBE, DUODENAL, RYLES Medical grade, non-toxic soft kink-resistant PVC with the radiopaque line, markings at 450 mm, 550 mm, 650 mm, and 750 mm from distal tip, proximal end: | Size: 8FG, length: 900mm | Offer 1 | Each | Grobir Medical Suppliers | 3.29 | Sterimed | India | 50 units | 21 Days | 1 Box | 68.2642
RT253-07-011 | Not Applicable | TUBE, DUODENAL, RYLES Medical grade, non-toxic soft kink-resistant PVC with the radiopaque line, markings at 450 mm, 550 mm, 650 mm, and 750 mm from distal tip, proximal end: | Size: 8FG, length: 900mm | Offer 1 | Each | Diverse Pharmaceuticals (Pty) Ltd | 3.74 | BM(Need a Cath) | China | 100 units | 4-5 Days | 1000 units | 58.8326
RT253-07-012 | Not Applicable | TUBE, DUODENAL, RYLES Medical grade, non-toxic soft kink-resistant PVC with the radiopaque line, markings at 450 mm, 550 mm, 650 mm, and 750 mm from distal tip, proximal end: | Size: 10FG, length: 900mm | Offer 1 | Each | Tara healthcare (Pty) Ltd | 2.65 | Steri- Lene | India | 50 Units Per Box | 21 Days | 500 | 94
RT253-07-012 | Not Applicable | TUBE, DUODENAL, RYLES Medical grade, non-toxic soft kink-resistant PVC with the radiopaque line, markings at 450 mm, 550 mm, 650 mm, and 750 mm from distal tip, proximal end: | Size: 10FG, length: 900mm | Offer 1 | Each | Grobir Medical Suppliers | 3.29 | Sterimed | India | 50 units | 21 Days | 1 Box | 68.2642
RT253-07-012 | Not Applicable | TUBE, DUODENAL, RYLES Medical grade, non-toxic soft kink-resistant PVC with the radiopaque line, markings at 450 mm, 550 mm, 650 mm, and 750 mm from distal tip, proximal end: | Size: 10FG, length: 900mm | Offer 1 | Each | Diverse Pharmaceuticals (Pty) Ltd | 3.74 | BM(NEED A CATH) | China | 100 units | 4-5 Days | 1000 units | 58.8326
RT253-07-013 | Not Applicable | TUBE, DUODENAL, RYLES Medical grade, non-toxic soft kink-resistant PVC with the radiopaque line, markings at 450 mm, 550 mm, 650 mm, and 750 mm from distal tip, proximal end: | Size: 12FG, length: 900mm | Offer 1 | Each | Tara healthcare (Pty) Ltd | 2.91 | Steri- Lene | India | 50 Units Per Box | 21 Days | 500 | 94
RT253-07-013 | Not Applicable | TUBE, DUODENAL, RYLES Medical grade, non-toxic soft kink-resistant PVC with the radiopaque line, markings at 450 mm, 550 mm, 650 mm, and 750 mm from distal tip, proximal end: | Size: 12FG, length: 900mm | Offer 1 | Each | Grobir Medical Suppliers | 3.7 | Sterimed | India | 50 units | 21 Days | 1 Box | 65.567
RT253-07-013 | Not Applicable | TUBE, DUODENAL, RYLES Medical grade, non-toxic soft kink-resistant PVC with the radiopaque line, markings at 450 mm, 550 mm, 650 mm, and 750 mm from distal tip, proximal end: | Size: 12FG, length: 900mm | Offer 1 | Each | Diverse Pharmaceuticals (Pty) Ltd | 3.74 | BM(NEED A CATH) | China | 100 units | 4-5 Days | 1000 units | 71.1838
RT253-07-014 | Not Applicable | TUBE, DUODENAL, RYLES Medical grade, non-toxic soft kink-resistant PVC with the radiopaque line, markings at 450 mm, 550 mm, 650 mm, and 750 mm from distal tip, proximal end: | Size: 14FG, length: 900mm | Offer 1 | Each | Tara healthcare (Pty) Ltd | 2.91 | Steri- Lene | India | 50 Units Per Box | 21 Days | 500 | 94
RT253-07-014 | Not Applicable | TUBE, DUODENAL, RYLES Medical grade, non-toxic soft kink-resistant PVC with the radiopaque line, markings at 450 mm, 550 mm, 650 mm, and 750 mm from distal tip, proximal end: | Size: 14FG, length: 900mm | Offer 1 | Each | Grobir Medical Suppliers | 3.7 | Sterimed | India | 50 units | 21 Days | 1 Box | 65.567
RT253-07-014 | Not Applicable | TUBE, DUODENAL, RYLES Medical grade, non-toxic soft kink-resistant PVC with the radiopaque line, markings at 450 mm, 550 mm, 650 mm, and 750 mm from distal tip, proximal end: | Size: 14FG, length: 900mm | Offer 1 | Each | Diverse Pharmaceuticals (Pty) Ltd | 3.74 | BM(NEED A CATH) | China | 100 units | 4-5 Days | 1000 units | 71.1838
RT253-07-015 | Not Applicable | TUBE, DUODENAL, RYLES Medical grade, non-toxic soft kink-resistant PVC with the radiopaque line, markings at 450 mm, 550 mm, 650 mm, and 750 mm from distal tip, proximal end: | Size: 16FG, length: 900mm | Offer 1 | Each | Tara healthcare (Pty) Ltd | 3.1 | Steri- Lene | India | 50 Units Per Box | 21 Days | 500 | 94
RT253-07-015 | Not Applicable | TUBE, DUODENAL, RYLES Medical grade, non-toxic soft kink-resistant PVC with the radiopaque line, markings at 450 mm, 550 mm, 650 mm, and 750 mm from distal tip, proximal end: | Size: 16FG, length: 900mm | Offer 1 | Each | Grobir Medical Suppliers | 3.7 | Sterimed | India | 50 units | 21 Days | 1 Box | 72.5806
RT253-07-015 | Not Applicable | TUBE, DUODENAL, RYLES Medical grade, non-toxic soft kink-resistant PVC with the radiopaque line, markings at 450 mm, 550 mm, 650 mm, and 750 mm from distal tip, proximal end: | Size: 16FG, length: 900mm | Offer 1 | Each | Diverse Pharmaceuticals (Pty) Ltd | 3.74 | BM(NEED A CATH) | China | 100 units | 4-5 Days | 1000 units | 77.3601
RT253-07-016 | Not Applicable | TUBE, DUODENAL, RYLES Medical grade, non-toxic soft kink-resistant PVC with the radiopaque line, markings at 450 mm, 550 mm, 650 mm, and 750 mm from distal tip, proximal end: | Size: 18FG, length: 900mm | Offer 1 | Each | Tara healthcare (Pty) Ltd | 3.35 | Steri- Lene | India | 50 Units Per Box | 21 Days | 500 | 94
RT253-07-016 | Not Applicable | TUBE, DUODENAL, RYLES Medical grade, non-toxic soft kink-resistant PVC with the radiopaque line, markings at 450 mm, 550 mm, 650 mm, and 750 mm from distal tip, proximal end: | Size: 18FG, length: 900mm | Offer 1 | Each | Diverse Pharmaceuticals (Pty) Ltd | 3.74 | BM(NEED A CATH) | China | 100 units | 4-5 Days | 1000 units | 85.9
RT253-07-016 | Not Applicable | TUBE, DUODENAL, RYLES Medical grade, non-toxic soft kink-resistant PVC with the radiopaque line, markings at 450 mm, 550 mm, 650 mm, and 750 mm from distal tip, proximal end: | Size: 18FG, length: 900mm | Offer 1 | Each | Grobir Medical Suppliers | 4.11 | Sterimed | India | 50 units | 21 Days | 1 Box | 69.5821
RT253-07-017 | Not Applicable | TUBE, DUODENAL, RYLES Medical grade, non-toxic soft kink-resistant PVC with the radiopaque line, markings at 450 mm, 550 mm, 650 mm, and 750 mm from distal tip, proximal end: | Size: 20FG, length: 900mm | Offer 1 | Each | Tara healthcare (Pty) Ltd | 3.35 | Steri- Lene | India | 50 Units Per Box | 21 Days | 500 | 94
RT253-07-017 | Not Applicable | TUBE, DUODENAL, RYLES Medical grade, non-toxic soft kink-resistant PVC with the radiopaque line, markings at 450 mm, 550 mm, 650 mm, and 750 mm from distal tip, proximal end: | Size: 20FG, length: 900mm | Offer 1 | Each | Diverse Pharmaceuticals (Pty) Ltd | 3.74 | BM(NEED A CATH) | China | 100 units | 4-5 Days | 1000 units | 85.9
RT253-07-017 | Not Applicable | TUBE, DUODENAL, RYLES Medical grade, non-toxic soft kink-resistant PVC with the radiopaque line, markings at 450 mm, 550 mm, 650 mm, and 750 mm from distal tip, proximal end: | Size: 20FG, length: 900mm | Offer 1 | Each | Grobir Medical Suppliers | 4.11 | Sterimed | India | 50 units | 21 Days | 1 Box | 69.5821
RT253-08-001 | Not Applicable | GASTROSTOMY TUBE KIT Initial placement during a surgical gastrostomy or replacement of other gastrostomy devices. | Size: 12FG and balloon size: 2ml-3ml | Offer 2 | Each | Allenco Medical And Dental Supplies CC | 301.7 | Fushan | China | 1 unit | 3-21 Days | 5 units | 93.84
RT253-08-002 | Not Applicable | GASTROSTOMY TUBE KIT Initial placement during a surgical gastrostomy or replacement of other gastrostomy devices. | Size: 14FG and balloon size: 3ml-5ml | Offer 2 | Each | Allenco Medical And Dental Supplies CC | 301.7 | Fushan | China | 1 unit | 3-21 Days | 5 units | 93.84
RT253-08-003 | Not Applicable | GASTROSTOMY TUBE KIT Initial placement during a surgical gastrostomy or replacement of other gastrostomy devices. | Size: 16FG and balloon size: 4ml-8ml | Offer 2 | Each | Allenco Medical And Dental Supplies CC | 301.7 | Fushan | China | 1 unit | 3-21 Days | 5 units | 93.84
RT253-08-004 | Not Applicable | GASTROSTOMY TUBE KIT Initial placement during a surgical gastrostomy or replacement of other gastrostomy devices. | Size: 18FG and balloon size: 6ml-10ml | Offer 2 | Each | Allenco Medical And Dental Supplies CC | 301.7 | Fushan | China | 1 unit | 3-21 Days | 5 units | 93.84
RT253-08-005 | Not Applicable | GASTROSTOMY FEEDING TUBE WITH Y-PORTS MADE OF SILICONE Gastrostomy tube from medical-grade silicone graduated shaft for initial placement during a surgical gastrostomy or replacement of other gastrostomy devices. | Size: 12FG balloon size: 2ml-3ml | Offer 1 | Each | Zwanga Tor (Pty) Ltd | 110.16 | Ulife | China | 200pcs/ctn | 14 Days | 10 | 94.9
RT253-08-005 | Not Applicable | GASTROSTOMY FEEDING TUBE WITH Y-PORTS MADE OF SILICONE Gastrostomy tube from medical-grade silicone graduated shaft for initial placement during a surgical gastrostomy or replacement of other gastrostomy devices. | Size: 12FG balloon size: 2ml-3ml | Offer 1 | Each | Diverse Pharmaceuticals (Pty) Ltd | 172.5 | ZKSK | China | 100 units | 4-5 Days | 1000 units | 43.9686
RT253-08-005 | Not Applicable | GASTROSTOMY FEEDING TUBE WITH Y-PORTS MADE OF SILICONE Gastrostomy tube from medical-grade silicone graduated shaft for initial placement during a surgical gastrostomy or replacement of other gastrostomy devices. | Size: 12FG balloon size: 2ml-3ml | Offer 1 | Each | Dynamed Pharmaceuticals (Pty) Ltd | 205.163 | FUSHAN | India | 200 units | 7-14 Days | 5 Boxes | 16.3832
RT253-08-006 | Not Applicable | GASTROSTOMY FEEDING TUBE WITH Y-PORTS MADE OF SILICONE Gastrostomy tube from medical-grade silicone graduated shaft for initial placement during a surgical gastrostomy or replacement of other gastrostomy devices. | Size: 14FG balloon size: 3ml-5ml | Offer 1 | Each | Zwanga Tor (Pty) Ltd | 110.16 | Ulife | China | 200pcs/ctn | 14 Days | 10 | 94.9
RT253-08-006 | Not Applicable | GASTROSTOMY FEEDING TUBE WITH Y-PORTS MADE OF SILICONE Gastrostomy tube from medical-grade silicone graduated shaft for initial placement during a surgical gastrostomy or replacement of other gastrostomy devices. | Size: 14FG balloon size: 3ml-5ml | Offer 1 | Each | Diverse Pharmaceuticals (Pty) Ltd | 172.5 | ZKSK | China | 100 units | 4-5 Days | 1000 units | 43.9686
RT253-08-006 | Not Applicable | GASTROSTOMY FEEDING TUBE WITH Y-PORTS MADE OF SILICONE Gastrostomy tube from medical-grade silicone graduated shaft for initial placement during a surgical gastrostomy or replacement of other gastrostomy devices. | Size: 14FG balloon size: 3ml-5ml | Offer 1 | Each | Dynamed Pharmaceuticals (Pty) Ltd | 205.163 | FUSHAN | India | 200 units | 7-14 Days | 5 Boxes | 16.3832
RT253-08-007 | Not Applicable | GASTROSTOMY FEEDING TUBE WITH Y-PORTS MADE OF SILICONE Gastrostomy tube from medical-grade silicone graduated shaft for initial placement during a surgical gastrostomy or replacement of other gastrostomy devices. | Size: 16FG balloon size: 4ml-8ml | Offer 1 | Each | Zwanga Tor (Pty) Ltd | 110.16 | Ulife | China | 200pcs/ctn | 14 Days | 10 | 94.9
RT253-08-007 | Not Applicable | GASTROSTOMY FEEDING TUBE WITH Y-PORTS MADE OF SILICONE Gastrostomy tube from medical-grade silicone graduated shaft for initial placement during a surgical gastrostomy or replacement of other gastrostomy devices. | Size: 16FG balloon size: 4ml-8ml | Offer 1 | Each | Diverse Pharmaceuticals (Pty) Ltd | 172.5 | ZKSK | China | 100 units | 4-5 Days | 1000 units | 43.9686
RT253-08-007 | Not Applicable | GASTROSTOMY FEEDING TUBE WITH Y-PORTS MADE OF SILICONE Gastrostomy tube from medical-grade silicone graduated shaft for initial placement during a surgical gastrostomy or replacement of other gastrostomy devices. | Size: 16FG balloon size: 4ml-8ml | Offer 1 | Each | Dynamed Pharmaceuticals (Pty) Ltd | 205.163 | FUSHAN | India | 200 units | 7-14 Days | 5 Boxes | 16.3832
RT253-08-008 | Not Applicable | GASTROSTOMY FEEDING TUBE WITH Y-PORTS MADE OF SILICONE Gastrostomy tube from medical-grade silicone graduated shaft for initial placement during a surgical gastrostomy or replacement of other gastrostomy devices. | Size: 18FG balloon size: 6ml-10ml | Offer 1 | Each | Zwanga Tor (Pty) Ltd | 110.16 | Ulife | China | 200pcs/ctn | 14 Days | 10 | 94.9
RT253-08-008 | Not Applicable | GASTROSTOMY FEEDING TUBE WITH Y-PORTS MADE OF SILICONE Gastrostomy tube from medical-grade silicone graduated shaft for initial placement during a surgical gastrostomy or replacement of other gastrostomy devices. | Size: 18FG balloon size: 6ml-10ml | Offer 1 | Each | Diverse Pharmaceuticals (Pty) Ltd | 172.5 | ZKSK | China | 100 units | 4-5 Days | 1000 units | 43.9686
RT253-08-008 | Not Applicable | GASTROSTOMY FEEDING TUBE WITH Y-PORTS MADE OF SILICONE Gastrostomy tube from medical-grade silicone graduated shaft for initial placement during a surgical gastrostomy or replacement of other gastrostomy devices. | Size: 18FG balloon size: 6ml-10ml | Offer 1 | Each | Dynamed Pharmaceuticals (Pty) Ltd | 205.163 | FUSHAN | India | 200 units | 7-14 Days | 5 Boxes | 16.3832
RT253-08-009 | Not Applicable | GASTROSTOMY FEEDING TUBE WITH Y-PORTS MADE OF SILICONE Gastrostomy tube from medical-grade silicone graduated shaft for initial placement during a surgical gastrostomy or replacement of other gastrostomy devices. | Size: 20FG balloon size: 6ml-10ml | Offer 1 | Each | Dynamed Pharmaceuticals (Pty) Ltd | 205.163 | FUSHAN | India | 200 units | 7-14 Days | 5 Boxes | 94
RT253-08-009 | Not Applicable | GASTROSTOMY FEEDING TUBE WITH Y-PORTS MADE OF SILICONE Gastrostomy tube from medical-grade silicone graduated shaft for initial placement during a surgical gastrostomy or replacement of other gastrostomy devices. | Size: 20FG balloon size: 6ml-10ml | Offer 1 | Each | Allenco Medical And Dental Supplies CC | 715.6 | Avanos | United State of America | 1 unit | 3-21 Days | 5 units | -130.0763
RT253-08-009 | Not Applicable | GASTROSTOMY FEEDING TUBE WITH Y-PORTS MADE OF SILICONE Gastrostomy tube from medical-grade silicone graduated shaft for initial placement during a surgical gastrostomy or replacement of other gastrostomy devices. | Size: 20FG balloon size: 6ml-10ml | Offer 1 | Each | Biosurge (Pty) Ltd | 715.8 | AVANOS | United State of America | I unit | 30 Days | I unit | -131.064
RT253-08-010 | Not Applicable | GASTROSTOMY FEEDING TUBE WITH Y-PORTS MADE OF SILICONE Gastrostomy tube from medical-grade silicone graduated shaft for initial placement during a surgical gastrostomy or replacement of other gastrostomy devices. | Size: 22FG balloon size: 6ml-10ml | Offer 1 | Each | Zwanga Tor (Pty) Ltd | 110.16 | Ulife | China | 200pcs/ctn | 14 Days | 10 | 94.9
RT253-08-010 | Not Applicable | GASTROSTOMY FEEDING TUBE WITH Y-PORTS MADE OF SILICONE Gastrostomy tube from medical-grade silicone graduated shaft for initial placement during a surgical gastrostomy or replacement of other gastrostomy devices. | Size: 22FG balloon size: 6ml-10ml | Offer 1 | Each | Dynamed Pharmaceuticals (Pty) Ltd | 205.163 | FUSHAN | India | 200 units | 7-14 Days | 5 Boxes | 16.3832
RT253-08-010 | Not Applicable | GASTROSTOMY FEEDING TUBE WITH Y-PORTS MADE OF SILICONE Gastrostomy tube from medical-grade silicone graduated shaft for initial placement during a surgical gastrostomy or replacement of other gastrostomy devices. | Size: 22FG balloon size: 6ml-10ml | Offer 1 | Each | Allenco Medical And Dental Supplies CC | 715.6 | Avanos | United State of America | 1 unit | 3-21 Days | 5 units | -400.8005
RT253-08-011 | Not Applicable | GASTROSTOMY FEEDING TUBE WITH Y-PORTS MADE OF SILICONE Gastrostomy tube from medical-grade silicone graduated shaft for initial placement during a surgical gastrostomy or replacement of other gastrostomy devices. | Size: 24FG balloon size: 6ml-10ml | Offer 1 | Each | Zwanga Tor (Pty) Ltd | 110.16 | Ulife | China | 200pcs/ctn | 14 Days | 10 | 94.9
RT253-08-011 | Not Applicable | GASTROSTOMY FEEDING TUBE WITH Y-PORTS MADE OF SILICONE Gastrostomy tube from medical-grade silicone graduated shaft for initial placement during a surgical gastrostomy or replacement of other gastrostomy devices. | Size: 24FG balloon size: 6ml-10ml | Offer 1 | Each | Dynamed Pharmaceuticals (Pty) Ltd | 205.163 | FUSHAN | India | 200 units | 7-14 Days | 5 Boxes | 16.3832
RT253-08-019 | Not Applicable | GASTROSTOMY FEEDING TUBE WITH Y-PORTS MADE OF SILICONE AND WITH ENFit CONNECTION Gastrostomy tube from medical-grade silicone graduated shaft for initial placement during a surgical gastrostomy or replacement of other gastrostomy devices. | Size: 12FG balloon size: 2ml-3ml | Offer 1 | Each | Allenco Medical And Dental Supplies CC | 674.76 | Avanos | United State of America | 1 unit | 3-21 Days | 5 units | 93.84
RT253-08-019 | Not Applicable | GASTROSTOMY FEEDING TUBE WITH Y-PORTS MADE OF SILICONE AND WITH ENFit CONNECTION Gastrostomy tube from medical-grade silicone graduated shaft for initial placement during a surgical gastrostomy or replacement of other gastrostomy devices. | Size: 12FG balloon size: 2ml-3ml | Offer 1 | Each | Biosurge (Pty) Ltd | 674.95 | AVANOS | United State of America | I unit | 30 Days | I unit | 92.9147
RT253-08-020 | Not Applicable | GASTROSTOMY FEEDING TUBE WITH Y-PORTS MADE OF SILICONE AND WITH ENFit CONNECTION Gastrostomy tube from medical-grade silicone graduated shaft for initial placement during a surgical gastrostomy or replacement of other gastrostomy devices. | Size: 14FG balloon size: 3ml-5ml | Offer 1 | Each | Zwanga Tor (Pty) Ltd | 126.84 | Ulife | China | 200pcs/ctn | 14 Days | 10 | 94.9
RT253-08-020 | Not Applicable | GASTROSTOMY FEEDING TUBE WITH Y-PORTS MADE OF SILICONE AND WITH ENFit CONNECTION Gastrostomy tube from medical-grade silicone graduated shaft for initial placement during a surgical gastrostomy or replacement of other gastrostomy devices. | Size: 14FG balloon size: 3ml-5ml | Offer 1 | Each | Dynamed Pharmaceuticals (Pty) Ltd | 222.2542 | FUSHAN | India | 200 units | 7-14 Days | 5 Boxes | 26.2983
RT253-08-021 | Not Applicable | GASTROSTOMY FEEDING TUBE WITH Y-PORTS MADE OF SILICONE AND WITH ENFit CONNECTION Gastrostomy tube from medical-grade silicone graduated shaft for initial placement during a surgical gastrostomy or replacement of other gastrostomy devices. | Size: 16FG balloon size: 4ml-8ml | Offer 1 | Each | Zwanga Tor (Pty) Ltd | 126.84 | Ulife | China | 200pcs/ctn | 14 Days | 10 | 94.9
RT253-08-021 | Not Applicable | GASTROSTOMY FEEDING TUBE WITH Y-PORTS MADE OF SILICONE AND WITH ENFit CONNECTION Gastrostomy tube from medical-grade silicone graduated shaft for initial placement during a surgical gastrostomy or replacement of other gastrostomy devices. | Size: 16FG balloon size: 4ml-8ml | Offer 1 | Each | Dynamed Pharmaceuticals (Pty) Ltd | 222.2542 | FUSHAN | India | 200 units | 7-14 Days | 5 Boxes | 26.2983
RT253-08-022 | Not Applicable | GASTROSTOMY FEEDING TUBE WITH Y-PORTS MADE OF SILICONE AND WITH ENFit CONNECTION Gastrostomy tube from medical-grade silicone graduated shaft for initial placement during a surgical gastrostomy or replacement of other gastrostomy devices. | Size: 18FG balloon size: 6ml-10ml | Offer 1 | Each | Zwanga Tor (Pty) Ltd | 126.84 | Ulife | China | 200pcs/ctn | 14 Days | 10 | 94.9
RT253-08-022 | Not Applicable | GASTROSTOMY FEEDING TUBE WITH Y-PORTS MADE OF SILICONE AND WITH ENFit CONNECTION Gastrostomy tube from medical-grade silicone graduated shaft for initial placement during a surgical gastrostomy or replacement of other gastrostomy devices. | Size: 18FG balloon size: 6ml-10ml | Offer 1 | Each | Dynamed Pharmaceuticals (Pty) Ltd | 222.2542 | FUSHAN | India | 200 units | 7-14 Days | 5 Boxes | 26.2983
RT253-08-023 | Not Applicable | GASTROSTOMY FEEDING TUBE WITH Y-PORTS MADE OF SILICONE AND WITH ENFit CONNECTION Gastrostomy tube from medical-grade silicone graduated shaft for initial placement during a surgical gastrostomy or replacement of other gastrostomy devices. | Size: 20FG balloon size: 6ml-10ml | Offer 1 | Each | Zwanga Tor (Pty) Ltd | 126.84 | Ulife | China | 200pcs/ctn | 14 Days | 10 | 94.9
RT253-08-023 | Not Applicable | GASTROSTOMY FEEDING TUBE WITH Y-PORTS MADE OF SILICONE AND WITH ENFit CONNECTION Gastrostomy tube from medical-grade silicone graduated shaft for initial placement during a surgical gastrostomy or replacement of other gastrostomy devices. | Size: 20FG balloon size: 6ml-10ml | Offer 1 | Each | Dynamed Pharmaceuticals (Pty) Ltd | 222.2542 | FUSHAN | India | 200 units | 7-14 Days | 5 Boxes | 26.2983
RT253-08-023 | Not Applicable | GASTROSTOMY FEEDING TUBE WITH Y-PORTS MADE OF SILICONE AND WITH ENFit CONNECTION Gastrostomy tube from medical-grade silicone graduated shaft for initial placement during a surgical gastrostomy or replacement of other gastrostomy devices. | Size: 20FG balloon size: 6ml-10ml | Offer 2 | Each | Allenco Medical And Dental Supplies CC | 301.7 | Fushan | China | 1 unit | 3-21 Days | 5 units | -30.2328
RT253-08-024 | Not Applicable | GASTROSTOMY FEEDING TUBE WITH Y-PORTS MADE OF SILICONE AND WITH ENFit CONNECTION Gastrostomy tube from medical-grade silicone graduated shaft for initial placement during a surgical gastrostomy or replacement of other gastrostomy devices. | Size: 22FG balloon size: 6ml-10ml | Offer 1 | Each | Zwanga Tor (Pty) Ltd | 126.84 | Ulife | China | 200pcs/ctn | 14 Days | 10 | 94.9
RT253-08-024 | Not Applicable | GASTROSTOMY FEEDING TUBE WITH Y-PORTS MADE OF SILICONE AND WITH ENFit CONNECTION Gastrostomy tube from medical-grade silicone graduated shaft for initial placement during a surgical gastrostomy or replacement of other gastrostomy devices. | Size: 22FG balloon size: 6ml-10ml | Offer 1 | Each | Dynamed Pharmaceuticals (Pty) Ltd | 222.2542 | FUSHAN | India | 200 units | 7-14 Days | 5 Boxes | 26.2983
RT253-08-025 | Not Applicable | GASTROSTOMY FEEDING TUBE WITH Y-PORTS MADE OF SILICONE AND WITH ENFit CONNECTION Gastrostomy tube from medical-grade silicone graduated shaft for initial placement during a surgical gastrostomy or replacement of other gastrostomy devices. | Size: 24FG balloon size: 6ml-10ml | Offer 1 | Each | Zwanga Tor (Pty) Ltd | 126.84 | Ulife | China | 200pcs/ctn | 14 Days | 10 | 94.9
RT253-08-025 | Not Applicable | GASTROSTOMY FEEDING TUBE WITH Y-PORTS MADE OF SILICONE AND WITH ENFit CONNECTION Gastrostomy tube from medical-grade silicone graduated shaft for initial placement during a surgical gastrostomy or replacement of other gastrostomy devices. | Size: 24FG balloon size: 6ml-10ml | Offer 1 | Each | Dynamed Pharmaceuticals (Pty) Ltd | 222.2542 | FUSHAN | India | 200 units | 7-14 Days | 5 Boxes | 26.2983
RT253-08-025 | Not Applicable | GASTROSTOMY FEEDING TUBE WITH Y-PORTS MADE OF SILICONE AND WITH ENFit CONNECTION Gastrostomy tube from medical-grade silicone graduated shaft for initial placement during a surgical gastrostomy or replacement of other gastrostomy devices. | Size: 24FG balloon size: 6ml-10ml | Offer 2 | Each | Allenco Medical And Dental Supplies CC | 301.7 | Fushan | China | 1 unit | 3-21 Days | 5 units | -30.2328
RT253-09-001 | Not Applicable | LOW PROFILE SKIN LEVEL GASTROSTOMY FEEDING TUBE KIT MADE OF SILICONE Silicone tube with anti-reflux valve, the kit should be sterile individually packed with a clear instruction in English on the handling and use of kit. | Size: 12 FG pull kit, Length: 0,8cm – 1cm | Offer 1 | Each | Diverse Pharmaceuticals (Pty) Ltd | 933.8 | Fushan (Need a cath) | China | 20 units | 4-5 Days | 20 units | 94.9
RT253-09-001 | Not Applicable | LOW PROFILE SKIN LEVEL GASTROSTOMY FEEDING TUBE KIT MADE OF SILICONE Silicone tube with anti-reflux valve, the kit should be sterile individually packed with a clear instruction in English on the handling and use of kit. | Size: 12 FG pull kit, Length: 0,8cm – 1cm | Offer 3 | Each | Allenco Medical And Dental Supplies CC | 1269.43 | Fushan | China | 1 unit | 3-21 Days | 5 units | 93.84
RT253-09-001 | Not Applicable | LOW PROFILE SKIN LEVEL GASTROSTOMY FEEDING TUBE KIT MADE OF SILICONE Silicone tube with anti-reflux valve, the kit should be sterile individually packed with a clear instruction in English on the handling and use of kit. | Size: 12 FG pull kit, Length: 0,8cm – 1cm | Offer 1 | Each | Dynamed Pharmaceuticals (Pty) Ltd | 1435.2982 | FUSHAN | India | 200 units | 7-14 Days | 5 Boxes | 82.2403
RT253-09-002 | Not Applicable | LOW PROFILE SKIN LEVEL GASTROSTOMY FEEDING TUBE KIT MADE OF SILICONE Silicone tube with anti-reflux valve, the kit should be sterile individually packed with a clear instruction in English on the handling and use of kit. | Size: 14 FG pull kit, Length: 1cm – 1.5cm | Offer 1 | Each | Diverse Pharmaceuticals (Pty) Ltd | 933.8 | Fushan (Need a cath) | China | 20 units | 4-5 Days | 20 units | 94.9
RT253-09-002 | Not Applicable | LOW PROFILE SKIN LEVEL GASTROSTOMY FEEDING TUBE KIT MADE OF SILICONE Silicone tube with anti-reflux valve, the kit should be sterile individually packed with a clear instruction in English on the handling and use of kit. | Size: 14 FG pull kit, Length: 1cm – 1.5 unitscm | Offer 3 | Each | Allenco Medical And Dental Supplies CC | 1269.43 | Fushan | China | 1 unit | 3-21 Days | 5 units units | 93.84
RT253-09-002 | Not Applicable | LOW PROFILE SKIN LEVEL GASTROSTOMY FEEDING TUBE KIT MADE OF SILICONE Silicone tube with anti-reflux valve, the kit should be sterile individually packed with a clear instruction in English on the handling and use of kit. | Size: 14 FG pull kit, Length: 1cm – 1.5cm | Offer 1 | Each | Dynamed Pharmaceuticals (Pty) Ltd | 1435.2982 | FUSHAN | India | 200 units | 7-14 Days | 5 Boxes | 82.2403
RT253-09-003 | Not Applicable | LOW PROFILE SKIN LEVEL GASTROSTOMY FEEDING TUBE KIT MADE OF SILICONE Silicone tube with anti-reflux valve, the kit should be sterile individually packed with a clear instruction in English on the handling and use of kit. | Size: 16 FG pull kit, Length: 1.7cm – 2cm | Offer 1 | Each | Access Medical (Pty) Ltd | 803.48 | Access | China | 10 units | 14 Days | 1 Box | 94
RT253-09-003 | Not Applicable | LOW PROFILE SKIN LEVEL GASTROSTOMY FEEDING TUBE KIT MADE OF SILICONE Silicone tube with anti-reflux valve, the kit should be sterile individually packed with a clear instruction in English on the handling and use of kit. | Size: 16 FG pull kit, Length: 1.7cm – 2cm | Offer 1 | Each | Diverse Pharmaceuticals (Pty) Ltd | 933.8 | Fushan (Need a cath) | China | 20 units | 4-5 Days | 20 units | 80.738
RT253-09-003 | Not Applicable | LOW PROFILE SKIN LEVEL GASTROSTOMY FEEDING TUBE KIT MADE OF SILICONE Silicone tube with anti-reflux valve, the kit should be sterile individually packed with a clear instruction in English on the handling and use of kit. | Size: 16 FG pull kit, Length: 1.7cm – 2cm | Offer 3 | Each | Allenco Medical And Dental Supplies CC | 1269.43 | Fushan | China | 1 unit | 3-21 Days | 5 units units | 41.6477
RT253-09-004 | Not Applicable | LOW PROFILE SKIN LEVEL GASTROSTOMY FEEDING TUBE KIT MADE OF SILICONE Silicone tube with anti-reflux valve, the kit should be sterile individually packed with a clear instruction in English on the handling and use of kit. | Size: 18 FG pull kit, Length: 2cm – 3cm | Offer 1 | Each | Access Medical (Pty) Ltd | 803.48 | Access | China | 10 units | 14 Days | 1 Box | 94
RT253-09-004 | Not Applicable | LOW PROFILE SKIN LEVEL GASTROSTOMY FEEDING TUBE KIT MADE OF SILICONE Silicone tube with anti-reflux valve, the kit should be sterile individually packed with a clear instruction in English on the handling and use of kit. | Size: 18 FG pull kit, Length: 2cm – 3cm | Offer 1 | Each | Diverse Pharmaceuticals (Pty) Ltd | 933.8 | Fushan (Need a cath) | China | 20 units | 4-5 Days | 20 units | 80.738
RT253-09-004 | Not Applicable | LOW PROFILE SKIN LEVEL GASTROSTOMY FEEDING TUBE KIT MADE OF SILICONE Silicone tube with anti-reflux valve, the kit should be sterile individually packed with a clear instruction in English on the handling and use of kit. | Size: 18 FG pull kit, Length: 2cm – 3cm | Offer 3 | Each | Allenco Medical And Dental Supplies CC | 1269.43 | Fushan | China | 1 unit | 3-21 Days | 5 units | 41.6477
RT253-09-005 | Not Applicable | LOW PROFILE SKIN LEVEL GASTROSTOMY FEEDING TUBE KIT MADE OF SILICONE Silicone tube with anti-reflux valve, the kit should be sterile individually packed with a clear instruction in English on the handling and use of kit. | Size: 20 FG pull kit, Length: 3.5cm – 4cm | Offer 1 | Each | Diverse Pharmaceuticals (Pty) Ltd | 933.8 | Fushan (Need a cath) | China | 20 units | 4-5 Days | 20 units | 94.9
RT253-09-005 | Not Applicable | LOW PROFILE SKIN LEVEL GASTROSTOMY FEEDING TUBE KIT MADE OF SILICONE Silicone tube with anti-reflux valve, the kit should be sterile individually packed with a clear instruction in English on the handling and use of kit. | Size: 20 FG pull kit, Length: 3.5cm – 4cm | Offer 1 | Each | Dynamed Pharmaceuticals (Pty) Ltd | 1435.2982 | FUSHAN | India | 200 units | 7-14 Days | 5 Boxes | 94
RT253-09-006 | Not Applicable | LOW PROFILE SKIN LEVEL GASTROSTOMY FEEDING TUBE KIT MADE OF SILICONE Silicone tube with anti-reflux valve, the kit should be sterile individually packed with a clear instruction in English on the handling and use of kit. | Size: 24 FG pull kit, Length: 3.5cm – 4.5cm | Offer 1 | Each | Diverse Pharmaceuticals (Pty) Ltd | 933.8 | Fushan (Need a cath) | China | 20 units | 4-5 Days | 20 units | 94.9
RT253-09-006 | Not Applicable | LOW PROFILE SKIN LEVEL GASTROSTOMY FEEDING TUBE KIT MADE OF SILICONE Silicone tube with anti-reflux valve, the kit should be sterile individually packed with a clear instruction in English on the handling and use of kit. | Size: 24 FG pull kit, Length: 3.5 unitscm – 4.5 unitscm | Offer 3 | Each | Allenco Medical And Dental Supplies CC | 1269.43 | Fushan | China | 1 unit | 3-21 Days | 5 units | 93.84
RT253-09-006 | Not Applicable | LOW PROFILE SKIN LEVEL GASTROSTOMY FEEDING TUBE KIT MADE OF SILICONE Silicone tube with anti-reflux valve, the kit should be sterile individually packed with a clear instruction in English on the handling and use of kit. | Size: 24 FG pull kit, Length: 3.5cm – 4.5cm | Offer 1 | Each | Dynamed Pharmaceuticals (Pty) Ltd | 1435.2982 | FUSHAN | India | 200 units | 7-14 Days | 5 Boxes | 82.2403
RT253-09-008 | Not Applicable | LOW PROFILE SKIN LEVEL GASTROSTOMY FEEDING TUBE KIT MADE OF POLYURETHANE polyurethane tube with an anti-reflux valve, the kit should be sterile and individually packed with a clear instruction in English on the handling and use of the kit. | Size: 14 FG pull kit, Length: 1cm – 1.5 unitscm | Offer 1 | Each | Allenco Medical And Dental Supplies CC | 3202.82 | Hoist | France | 1 unit | 3-21 Days | 5 units | 93.84
RT253-09-009 | Not Applicable | LOW PROFILE SKIN LEVEL GASTROSTOMY FEEDING TUBE KIT MADE OF POLYURETHANE polyurethane tube with an anti-reflux valve, the kit should be sterile and individually packed with a clear instruction in English on the handling and use of the kit. | Size: 16 FG pull kit, Length: 1.7cm – 2cm | Offer 1 | Each | Allenco Medical And Dental Supplies CC | 3202.82 | Hoist | France | 1 unit | 3-21 Days | 5 units | 93.84
RT253-09-010 | Not Applicable | LOW PROFILE SKIN LEVEL GASTROSTOMY FEEDING TUBE KIT MADE OF POLYURETHANE polyurethane tube with an anti-reflux valve, the kit should be sterile and individually packed with a clear instruction in English on the handling and use of the kit. | Size: 18 FG pull kit, Length: 2cm – 3cm | Offer 1 | Each | Allenco Medical And Dental Supplies CC | 3202.82 | Hoist | France | 1 unit | 3-21 Days | 5 units | 93.84
RT253-09-011 | Not Applicable | LOW PROFILE SKIN LEVEL GASTROSTOMY FEEDING TUBE KIT MADE OF POLYURETHANE polyurethane tube with an anti-reflux valve, the kit should be sterile and individually packed with a clear instruction in English on the handling and use of the kit. | Size: 20 FG pull kit, Length: 3.5 unitscm – 4cm | Offer 1 | Each | Allenco Medical And Dental Supplies CC | 3202.82 | Hoist | France | 1 unit | 3-21 Days | 5 units | 93.84
RT253-09-012 | Not Applicable | LOW PROFILE SKIN LEVEL GASTROSTOMY FEEDING TUBE KIT MADE OF POLYURETHANE polyurethane tube with an anti-reflux valve, the kit should be sterile and individually packed with a clear instruction in English on the handling and use of the kit. | Size: 24 FG pull kit, Length: 3.5 unitscm – 4.5 unitscm | Offer 1 | Each | Allenco Medical And Dental Supplies CC | 3202.82 | Hoist | France | 1 unit | 3-21 Days | 5 units | 93.84
RT253-10-001 | Not Applicable | ENTERAL ENFIT SYRINGE Compatible with syringe pump. Syringe dedicated to enteral use. Must be DEHP Free. Must have precise graduation for accuracy during administration. | Size: 1ml with graduation markings every 0.01ml | Offer 1 | Each | Diverse Pharmaceuticals (Pty) Ltd | 0.92 | Need a cath | China | 50 units | 4-5 Days | 200 units | 94.9
RT253-10-001 | Not Applicable | ENTERAL ENFIT SYRINGE Compatible with syringe pump. Syringe dedicated to enteral use. Must be DEHP Free. Must have precise graduation for accuracy during administration. | Size: 1ml with graduation markings every 0.01ml | Offer 2 - LOW DOSE TIP | Each | Lechoba Medical Technologies (Pty) Ltd | 1.05 | Nutricare | China | 100 Units | 7-21 Days | 100 Units | 94
RT253-10-001 | Not Applicable | ENTERAL ENFIT SYRINGE Compatible with syringe pump. Syringe dedicated to enteral use. Must be DEHP Free. Must have precise graduation for accuracy during administration. | Size: 1ml with graduation markings every 0.01ml | Offer 1 | Each | Tara healthcare (Pty) Ltd | 1.18 | Ande Med | China | 200 Units Per Box | 21 Days | 2000 | 82.8571
RT253-10-002 | Not Applicable | ENTERAL ENFIT SYRINGE Compatible with syringe pump. Syringe dedicated to enteral use. Must be DEHP Free. Must have precise graduation for accuracy during administration. | Size: 2.5ml with extended scale up to 3ml with graduation markings every 0.1ml | Offer 2 - LOW DOSE TIP | Each | Lechoba Medical Technologies (Pty) Ltd | 1.02 | Nutricare | China | 100 Units | 7-21 Days | 100 Units | 94
RT253-10-002 | Not Applicable | ENTERAL ENFIT SYRINGE Compatible with syringe pump. Syringe dedicated to enteral use. Must be DEHP Free. Must have precise graduation for accuracy during administration. | Size: 2.5ml with extended scale up to 3ml with graduation markings every 0.1ml | Offer 1 | Each | Diverse Pharmaceuticals (Pty) Ltd | 1.04 | Need a cath | China | 50 units | 4-5 Days | 200 units | 94.0262
RT253-10-002 | Not Applicable | ENTERAL ENFIT SYRINGE Compatible with syringe pump. Syringe dedicated to enteral use. Must be DEHP Free. Must have precise graduation for accuracy during administration. | Size: 2.5ml with extended scale up to 3ml with graduation markings every 0.1ml | Offer 1 - STD TIP | Each | Lechoba Medical Technologies (Pty) Ltd | 1.15 | Medkb | China | 100 Units | 7-21 Days | 100 Units | 82.5294
RT253-10-003 | Not Applicable | ENTERAL ENFIT SYRINGE Compatible with syringe pump. Syringe dedicated to enteral use. Must be DEHP Free. Must have precise graduation for accuracy during administration. | Size: 5ml with extended scale up to 6ml with graduation marking every 0.2ml. | Offer 1 | Each | Diverse Pharmaceuticals (Pty) Ltd | 1.09 | Need a cath | China | 50 units | 4-5 Days | 200 units | 94.9
RT253-10-003 | Not Applicable | ENTERAL ENFIT SYRINGE Compatible with syringe pump. Syringe dedicated to enteral use. Must be DEHP Free. Must have precise graduation for accuracy during administration. | Size: 5ml with extended scale up to 6ml with graduation marking every 0.2ml. | Offer 3 - LOW DOSE TIP | Each | Lechoba Medical Technologies (Pty) Ltd | 1.17 | Nutricare | China | 100 Units | 7-21 Days | 100 Units | 94
RT253-10-003 | Not Applicable | ENTERAL ENFIT SYRINGE Compatible with syringe pump. Syringe dedicated to enteral use. Must be DEHP Free. Must have precise graduation for accuracy during administration. | Size: 5ml with extended scale up to 6ml with graduation marking every 0.2ml. | Offer 2 - STD TIP | Each | Lechoba Medical Technologies (Pty) Ltd | 1.23 | Medkb | China | 100 Units | 7-21 Days | 100 Units | 89.3846
RT253-10-004 | Not Applicable | ENTERAL ENFIT SYRINGE Compatible with syringe pump. Syringe dedicated to enteral use. Must be DEHP Free. Must have precise graduation for accuracy during administration. | Size: 10ml with extended scale up to 12ml with gradation markings every 0.2ml | Offer 1 | Each | Diverse Pharmaceuticals (Pty) Ltd | 1.32 | Need a cath | China | 50 units | 4-5 Days | 200 units | 94.9
RT253-10-004 | Not Applicable | ENTERAL ENFIT SYRINGE Compatible with syringe pump. Syringe dedicated to enteral use. Must be DEHP Free. Must have precise graduation for accuracy during administration. | Size: 10ml with extended scale up to 12ml with gradation markings every 0.2ml | Offer 1 | Each | Lechoba Medical Technologies (Pty) Ltd | 1.56 | Medkb | China | 100 Units | 7-21 Days | 100 Units | 94
RT253-10-005 | Not Applicable | ENTERAL ENFIT SYRINGE Compatible with syringe pump. Syringe dedicated to enteral use. Must be DEHP Free. Must have precise graduation for accuracy during administration. | Size: 20ml volume with gradation markings every 1ml | Offer 1 | Each | Diverse Pharmaceuticals (Pty) Ltd | 1.73 | Need a cath | China | 50 units | 4-5 Days | 200 units | 94.9
RT253-10-005 | Not Applicable | ENTERAL ENFIT SYRINGE Compatible with syringe pump. Syringe dedicated to enteral use. Must be DEHP Free. Must have precise graduation for accuracy during administration. | Size: 20ml volume with gradation markings every 1ml | Offer 1 | Each | Lechoba Medical Technologies (Pty) Ltd | 2.12 | Medkb | China | 100 Units | 7-21 Days | 100 Units | 94
RT253-10-005 | Not Applicable | ENTERAL ENFIT SYRINGE Compatible with syringe pump. Syringe dedicated to enteral use. Must be DEHP Free. Must have precise graduation for accuracy during administration. | Size: 20ml volume with gradation markings every 1ml | Offer 1 | Each | Zwanga Tor (Pty) Ltd | 2.88 | Ulife | China | 800pcs | 14 Days | 100 | 62.6358
RT253-10-006 | Not Applicable | ENTERAL ENFIT SYRINGE Compatible with syringe pump. Syringe dedicated to enteral use. Must be DEHP Free. Must have precise graduation for accuracy during administration. | Size: 30ml with extended scale up to 35ml with graduation markings every 1ml | Offer 1 | Each | Diverse Pharmaceuticals (Pty) Ltd | 2.93 | Need a cath | China | 50 units | 4-5 Days | 200 units | 94.9
RT253-10-006 | Not Applicable | ENTERAL ENFIT SYRINGE Compatible with syringe pump. Syringe dedicated to enteral use. Must be DEHP Free. Must have precise graduation for accuracy during administration. | Size: 30ml with extended scale up to 35ml with graduation markings every 1ml | Offer 2 | Each | Allenco Medical And Dental Supplies CC | 3.14 | Avanos | United State of America | 100 units | 21 days | 10 boxes | 93.84
RT253-10-006 | Not Applicable | ENTERAL ENFIT SYRINGE Compatible with syringe pump. Syringe dedicated to enteral use. Must be DEHP Free. Must have precise graduation for accuracy during administration. | Size: 30ml with extended scale up to 35ml with graduation markings every 1ml | Offer 1 | Each | Zwanga Tor (Pty) Ltd | 4.41 | Ulife | China | 800pcs | 14 Days | 100 | 58.4987
RT253-10-007 | Not Applicable | ENTERAL ENFIT SYRINGE Compatible with syringe pump. Syringe dedicated to enteral use. Must be DEHP Free. Must have precise graduation for accuracy during administration. | Size: 50ml with extended scale up to 60ml with graduation markings every 1ml | Offer 1 | Each | Diverse Pharmaceuticals (Pty) Ltd | 3.62 | Need a cath | China | 50 units | 4-5 Days | 200 units | 94.9
RT253-10-007 | Not Applicable | ENTERAL ENFIT SYRINGE Compatible with syringe pump. Syringe dedicated to enteral use. Must be DEHP Free. Must have precise graduation for accuracy during administration. | Size: 50ml with extended scale up to 60ml with graduation markings every 1ml | Offer 1 | Each | Lechoba Medical Technologies (Pty) Ltd | 5.13 | Nutricare | China | 50 Units | 7-21 Days | 50 Units | 94
RT253-10-007 | Not Applicable | ENTERAL ENFIT SYRINGE Compatible with syringe pump. Syringe dedicated to enteral use. Must be DEHP Free. Must have precise graduation for accuracy during administration. | Size: 50ml with extended scale up to 60ml with graduation markings every 1ml | Offer 1 | Each | Tara healthcare (Pty) Ltd | 5.3 | Ande Med | China | 25 Units Per Box | 21 Days | 2000 | 91.0175
RT253-10-008 | Not Applicable | NTERAL ENPlus/ENFit SYRINGE TIP CAP Tip cap with ENPlus/ENFit connection. Tip cap must be compatible with all ENPlus/ENFit syringes of all sizes. | Tip cap must be compatible with all ENPlus/ENFit syringes of all sizes. | Offer 1 | Each | Supra Healthcare Johannesburg (Pty) Ltd | 0.78641 | Avacare | China | 1 unit | 21 Days | 1 unit | 93.0088
RT253-10-008 | Not Applicable | NTERAL ENPlus/ENFit SYRINGE TIP CAP Tip cap with ENPlus/ENFit connection. Tip cap must be compatible with all ENPlus/ENFit syringes of all sizes. | Tip cap must be compatible with all ENPlus/ENFit syringes of all sizes. | Offer 3 | Each | Lechoba Medical Technologies (Pty) Ltd | 1.65 | Enteral Syringe Cap | China | 100 Units | 7-21 Days | 100 Units | -4.8333
RT253-11-001 | Not Applicable | ENTERAL FEEDING EXTENSION LINE Compatible with feeding tube, ENPlus/ENFit compatibility, must be DEHP Free, PVC extension tube, Standard bore for human milk, Length: 80-100cm, Line should be sterile and individually packed with clear instruction in English on the handling and use of set | The following information must be stated on the outer packaging: ENPlus/ENFit and DEHP Free | Offer 1 | Each | Lechoba Medical Technologies (Pty) Ltd | 9.5 | Medkb | China | 10 Units | 7-21 Days | 10 Units | 94
RT253-11-001 | Not Applicable | ENTERAL FEEDING EXTENSION LINE Compatible with feeding tube, ENPlus/ENFit compatibility, must be DEHP Free, PVC extension tube, Standard bore for human milk, Length: 80-100cm, Line should be sterile and individually packed with clear instruction in English on the handling and use of set | The following information must be stated on the outer packaging: ENPlus/ENFit and DEHP Free | Offer 1 | Each | Allenco Medical And Dental Supplies CC | 19.41 | Hoist | France | 40 units | 3-21 Days | 80 units | -0.044211
RT253-11-002 | Not Applicable | ENTERAL FEEDING EXTENSION LINE Compatible with the feeding tube, ENPlus/ENFit compatibility, must be DEHP Free, PVC extension tube, large bore for human milk, Length: 145-155cm, Line should be sterile and individually packed with clear instruction in English on the handling and use of set | The following information must be stated on the outer packaging: ENPlus/ENFit and DEHP Free | Offer 1 | Each | Lechoba Medical Technologies (Pty) Ltd | 11.15 | Medkb | China | 10 Units | 7-21 Days | 10 Units | 94
RT253-11-002 | Not Applicable | ENTERAL FEEDING EXTENSION LINE Compatible with the feeding tube, ENPlus/ENFit compatibility, must be DEHP Free, PVC extension tube, large bore for human milk, Length: 145-155cm, Line should be sterile and individually packed with clear instruction in English on the handling and use of set | The following information must be stated on the outer packaging: ENPlus/ENFit and DEHP Free | Offer 1 | Each | Allenco Medical And Dental Supplies CC | 19.41 | Hoist | France | 20 units | 3-21 Days | 80 units | 27.1674
RT253-11-002 | Not Applicable | ENTERAL FEEDING EXTENSION LINE Compatible with the feeding tube, ENPlus/ENFit compatibility, must be DEHP Free, PVC extension tube, large bore for human milk, Length: 145-155cm, Line should be sterile and individually packed with clear instruction in English on the handling and use of set | The following information must be stated on the outer packaging: ENPlus/ENFit and DEHP Free | Offer 1 | Each | B. Braun Medical | 36.11 | B. Braun Enteral Feeding OPS EnFit Extension set, 150cm (Product Code: 87229910) | France | 1 Unit | 21-28 days | 50 Units | -111.4709
RT253-12-015 | Not Applicable | PERCUTANEOUS ENDOSCOPIC GASTROSTOMY (PEG) FEEDING TUBES KIT MADE OF SILICONE PEG. pull kit of transparent medical grade silicone to minimize site irritation, The PEG must contain a flange that allows air to circulate around the stoma for improved wound healing, Internal bumper must be the mushroom type of inflatable balloon for skin level devices. | Size: 12FG, feeding port must be ENFit compliant. | Offer 1 | Each | Lechoba Medical Technologies (Pty) Ltd | 1680.01 | Beijing Zksk Technology | China | 10 Units | 7-21 Days | 10 Units | 94
RT253-12-015 | Not Applicable | PERCUTANEOUS ENDOSCOPIC GASTROSTOMY (PEG) FEEDING TUBES KIT MADE OF SILICONE PEG. pull kit of transparent medical grade silicone to minimize site irritation, The PEG must contain a flange that allows air to circulate around the stoma for improved wound healing, Internal bumper must be the mushroom type of inflatable balloon for skin level devices. | Size: 12FG, feeding port must be ENFit compliant. | Offer 1 | Each | Dynamed Pharmaceuticals (Pty) Ltd | 1911.5782 | FUSHAN | India | 20 units | 7-14 Days | 5 Boxes | 81.5946
RT253-12-016 | Not Applicable | PERCUTANEOUS ENDOSCOPIC GASTROSTOMY (PEG) FEEDING TUBES KIT MADE OF SILICONE PEG. pull kit of transparent medical grade silicone to minimize site irritation, The PEG must contain a flange that allows air to circulate around the stoma for improved wound healing, Internal bumper must be the mushroom type of inflatable balloon for skin level devices. | Size: 12FG, feeding port must be funnel/catheter tip compliant. | Offer 1 | Each | Lechoba Medical Technologies (Pty) Ltd | 1175.5 | Beijing Zksk Technology | China | 10 Units | 7-21 Days | 10 Units | 94
RT253-12-016 | Not Applicable | PERCUTANEOUS ENDOSCOPIC GASTROSTOMY (PEG) FEEDING TUBES KIT MADE OF SILICONE PEG. pull kit of transparent medical grade silicone to minimize site irritation, The PEG must contain a flange that allows air to circulate around the stoma for improved wound healing, Internal bumper must be the mushroom type of inflatable balloon for skin level devices. | Size: 12FG, feeding port must be funnel/catheter tip compliant. | Offer 2 | Each | Allenco Medical And Dental Supplies CC | 1280.81 | Fushan | China | 1 unit | 3-21 Days | 5 units | 85.7771
RT253-12-016 | Not Applicable | PERCUTANEOUS ENDOSCOPIC GASTROSTOMY (PEG) FEEDING TUBES KIT MADE OF SILICONE PEG. pull kit of transparent medical grade silicone to minimize site irritation, The PEG must contain a flange that allows air to circulate around the stoma for improved wound healing, Internal bumper must be the mushroom type of inflatable balloon for skin level devices. | Size: 12FG, feeding port must be funnel/catheter tip compliant. | Offer 1 | Each | Dynamed Pharmaceuticals (Pty) Ltd | 1911.5782 | FUSHAN | India | 20 units | 7-14 Days | 5 Boxes | 37.6435
RT253-12-017 | Not Applicable | PERCUTANEOUS ENDOSCOPIC GASTROSTOMY (PEG) FEEDING TUBES KIT MADE OF SILICONE PEG. pull kit of transparent medical grade silicone to minimize site irritation, The PEG must contain a flange that allows air to circulate around the stoma for improved wound healing, Internal bumper must be the mushroom type of inflatable balloon for skin level devices. | Size: 14FG, feeding port must be ENFit compliant. | Offer 1 | Each | Lechoba Medical Technologies (Pty) Ltd | 1680.01 | Beijing Zksk Technology | China | 10 Units | 7-21 Days | 10 Units | 94
RT253-12-017 | Not Applicable | PERCUTANEOUS ENDOSCOPIC GASTROSTOMY (PEG) FEEDING TUBES KIT MADE OF SILICONE PEG. pull kit of transparent medical grade silicone to minimize site irritation, The PEG must contain a flange that allows air to circulate around the stoma for improved wound healing, Internal bumper must be the mushroom type of inflatable balloon for skin level devices. | Size: 14FG, feeding port must be ENFit compliant. | Offer 1 | Each | Dynamed Pharmaceuticals (Pty) Ltd | 1911.5782 | FUSHAN | India | 20 units | 7-14 Days | 5 Boxes | 81.5946
RT253-12-017 | Not Applicable | PERCUTANEOUS ENDOSCOPIC GASTROSTOMY (PEG) FEEDING TUBES KIT MADE OF SILICONE PEG. pull kit of transparent medical grade silicone to minimize site irritation, The PEG must contain a flange that allows air to circulate around the stoma for improved wound healing, Internal bumper must be the mushroom type of inflatable balloon for skin level devices. | Size: 14FG, feeding port must be ENFit compliant. | Offer 1 | Each | Allenco Medical And Dental Supplies CC | 2339.18 | Avanos | United State of America | 1 unit | 3-21 Days | 5 units | 58.5275
RT253-12-018 | Not Applicable | PERCUTANEOUS ENDOSCOPIC GASTROSTOMY (PEG) FEEDING TUBES KIT MADE OF SILICONE PEG. pull kit of transparent medical grade silicone to minimize site irritation, The PEG must contain a flange that allows air to circulate around the stoma for improved wound healing, Internal bumper must be the mushroom type of inflatable balloon for skin level devices. | Size: 14FG, feeding port must be funnel/catheter tip compliant. | Offer 1 | Each | Dynamed Pharmaceuticals (Pty) Ltd | 1911.5782 | FUSHAN | India | 20 units | 7-14 Days | 5 Boxes | 94
RT253-12-018 | Not Applicable | PERCUTANEOUS ENDOSCOPIC GASTROSTOMY (PEG) FEEDING TUBES KIT MADE OF SILICONE PEG. pull kit of transparent medical grade silicone to minimize site irritation, The PEG must contain a flange that allows air to circulate around the stoma for improved wound healing, Internal bumper must be the mushroom type of inflatable balloon for skin level devices. | Size: 14FG, feeding port must be funnel/catheter tip compliant. | Offer 1 | Each | Allenco Medical And Dental Supplies CC | 2339.18 | Avanos | United State of America | 1 unit | 3-21 Days | 5 units | 73.7079
RT253-12-019 | Not Applicable | PERCUTANEOUS ENDOSCOPIC GASTROSTOMY (PEG) FEEDING TUBES KIT MADE OF SILICONE PEG. pull kit of transparent medical grade silicone to minimize site irritation, The PEG must contain a flange that allows air to circulate around the stoma for improved wound healing, Internal bumper must be the mushroom type of inflatable balloon for skin level devices. | Size: 16FG, feeding port must be ENFit compliant. | Offer 1 | Each | Dynamed Pharmaceuticals (Pty) Ltd | 1911.5782 | FUSHAN | India | 20 units | 7-14 Days | 5 Boxes | 94
RT253-12-020 | Not Applicable | PERCUTANEOUS ENDOSCOPIC GASTROSTOMY (PEG) FEEDING TUBES KIT MADE OF SILICONE PEG. pull kit of transparent medical grade silicone to minimize site irritation, The PEG must contain a flange that allows air to circulate around the stoma for improved wound healing, Internal bumper must be the mushroom type of inflatable balloon for skin level devices. | Size: 16FG, feeding port must be funnel/catheter tip compliant. | Offer 1 | Each | Lechoba Medical Technologies (Pty) Ltd | 1175.5 | Beijing Zksk Technology | China | 10 Units | 7-21 Days | 10 Units | 94
RT253-12-020 | Not Applicable | PERCUTANEOUS ENDOSCOPIC GASTROSTOMY (PEG) FEEDING TUBES KIT MADE OF SILICONE PEG. pull kit of transparent medical grade silicone to minimize site irritation, The PEG must contain a flange that allows air to circulate around the stoma for improved wound healing, Internal bumper must be the mushroom type of inflatable balloon for skin level devices. | Size: 16FG, feeding port must be funnel/catheter tip compliant. | Offer 2 | Each | Allenco Medical And Dental Supplies CC | 1280.81 | Fushan | China | 1 unit | 3-21 Days | 5 units | 85.7771
RT253-12-020 | Not Applicable | PERCUTANEOUS ENDOSCOPIC GASTROSTOMY (PEG) FEEDING TUBES KIT MADE OF SILICONE PEG. pull kit of transparent medical grade silicone to minimize site irritation, The PEG must contain a flange that allows air to circulate around the stoma for improved wound healing, Internal bumper must be the mushroom type of inflatable balloon for skin level devices. | Size: 16FG, feeding port must be funnel/catheter tip compliant. | Offer 1 | Each | Dynamed Pharmaceuticals (Pty) Ltd | 1911.5782 | FUSHAN | India | 20 units | 7-14 Days | 5 Boxes | 37.6435
RT253-12-021 | Not Applicable | PERCUTANEOUS ENDOSCOPIC GASTROSTOMY (PEG) FEEDING TUBES KIT MADE OF SILICONE PEG. pull kit of transparent medical grade silicone to minimize site irritation, The PEG must contain a flange that allows air to circulate around the stoma for improved wound healing, Internal bumper must be the mushroom type of inflatable balloon for skin level devices. | Size: 18FG, feeding port must be ENFit compliant. | Offer 1 | Each | Lechoba Medical Technologies (Pty) Ltd | 1680.01 | Beijing Zksk Technology | China | 10 Units | 7-21 Days | 10 Units | 94
RT253-12-021 | Not Applicable | PERCUTANEOUS ENDOSCOPIC GASTROSTOMY (PEG) FEEDING TUBES KIT MADE OF SILICONE PEG. pull kit of transparent medical grade silicone to minimize site irritation, The PEG must contain a flange that allows air to circulate around the stoma for improved wound healing, Internal bumper must be the mushroom type of inflatable balloon for skin level devices. | Size: 18FG, feeding port must be ENFit compliant. | Offer 1 | Each | Dynamed Pharmaceuticals (Pty) Ltd | 1911.5782 | FUSHAN | India | 20 units | 7-14 Days | 5 Boxes | 81.5946
RT253-12-022 | Not Applicable | PERCUTANEOUS ENDOSCOPIC GASTROSTOMY (PEG) FEEDING TUBES KIT MADE OF SILICONE PEG. pull kit of transparent medical grade silicone to minimize site irritation, The PEG must contain a flange that allows air to circulate around the stoma for improved wound healing, Internal bumper must be the mushroom type of inflatable balloon for skin level devices. | Size: 18FG, feeding port must be funnel/catheter tip compliant. | Offer 1 | Each | Dynamed Pharmaceuticals (Pty) Ltd | 1911.5782 | FUSHAN | India | 20 units | 7-14 Days | 5 Boxes | 94
RT253-12-023 | Not Applicable | PERCUTANEOUS ENDOSCOPIC GASTROSTOMY (PEG) FEEDING TUBES KIT MADE OF SILICONE PEG. pull kit of transparent medical grade silicone to minimize site irritation, The PEG must contain a flange that allows air to circulate around the stoma for improved wound healing, Internal bumper must be the mushroom type of inflatable balloon for skin level devices. | Size: 20FG, feeding port must be ENFit compliant. | Offer 1 | Each | Lechoba Medical Technologies (Pty) Ltd | 1680.01 | Beijing Zksk Technology | China | 10 Units | 7-21 Days | 10 Units | 94
RT253-12-023 | Not Applicable | PERCUTANEOUS ENDOSCOPIC GASTROSTOMY (PEG) FEEDING TUBES KIT MADE OF SILICONE PEG. pull kit of transparent medical grade silicone to minimize site irritation, The PEG must contain a flange that allows air to circulate around the stoma for improved wound healing, Internal bumper must be the mushroom type of inflatable balloon for skin level devices. | Size: 20FG, feeding port must be ENFit compliant. | Offer 1 | Each | Dynamed Pharmaceuticals (Pty) Ltd | 1911.5782 | FUSHAN | India | 20 units | 7-14 Days | 5 Boxes | 81.5946
RT253-12-023 | Not Applicable | PERCUTANEOUS ENDOSCOPIC GASTROSTOMY (PEG) FEEDING TUBES KIT MADE OF SILICONE PEG. pull kit of transparent medical grade silicone to minimize site irritation, The PEG must contain a flange that allows air to circulate around the stoma for improved wound healing, Internal bumper must be the mushroom type of inflatable balloon for skin level devices. | Size: 20FG, feeding port must be ENFit compliant. | Offer 1 | Each | Allenco Medical And Dental Supplies CC | 2339.18 | Avanos | United State of America | 1 unit | 3-21 Days | 5 units | 58.5275
RT253-12-024 | Not Applicable | PERCUTANEOUS ENDOSCOPIC GASTROSTOMY (PEG) FEEDING TUBES KIT MADE OF SILICONE PEG. pull kit of transparent medical grade silicone to minimize site irritation, The PEG must contain a flange that allows air to circulate around the stoma for improved wound healing, Internal bumper must be the mushroom type of inflatable balloon for skin level devices. | Size: 20FG, feeding port must be funnel/catheter tip compliant. | Offer 1 | Each | Lechoba Medical Technologies (Pty) Ltd | 1175.5 | Beijing Zksk Technology | China | 10 Units | 7-21 Days | 10 Units | 94
RT253-12-024 | Not Applicable | PERCUTANEOUS ENDOSCOPIC GASTROSTOMY (PEG) FEEDING TUBES KIT MADE OF SILICONE PEG. pull kit of transparent medical grade silicone to minimize site irritation, The PEG must contain a flange that allows air to circulate around the stoma for improved wound healing, Internal bumper must be the mushroom type of inflatable balloon for skin level devices. | Size: 20FG, feeding port must be funnel/catheter tip compliant. | Offer 2 | Each | Allenco Medical And Dental Supplies CC | 1280.81 | Fushan | China | 1 unit | 3-21 Days | 5 units | 85.7771
RT253-12-024 | Not Applicable | PERCUTANEOUS ENDOSCOPIC GASTROSTOMY (PEG) FEEDING TUBES KIT MADE OF SILICONE PEG. pull kit of transparent medical grade silicone to minimize site irritation, The PEG must contain a flange that allows air to circulate around the stoma for improved wound healing, Internal bumper must be the mushroom type of inflatable balloon for skin level devices. | Size: 20FG, feeding port must be funnel/catheter tip compliant. | Offer 1 | Each | Dynamed Pharmaceuticals (Pty) Ltd | 1911.5782 | FUSHAN | India | 20 units | 7-14 Days | 5 Boxes | 37.6435
RT253-12-025 | Not Applicable | PERCUTANEOUS ENDOSCOPIC GASTROSTOMY (PEG) FEEDING TUBES KIT MADE OF SILICONE PEG. pull kit of transparent medical grade silicone to minimize site irritation, The PEG must contain a flange that allows air to circulate around the stoma for improved wound healing, Internal bumper must be the mushroom type of inflatable balloon for skin level devices. | Size: 22FG, feeding port must be ENFit compliant. | Offer 1 | Each | Dynamed Pharmaceuticals (Pty) Ltd | 1911.5782 | FUSHAN | India | 20 units | 7-14 Days | 5 Boxes | 94
RT253-12-026 | Not Applicable | PERCUTANEOUS ENDOSCOPIC GASTROSTOMY (PEG) FEEDING TUBES KIT MADE OF SILICONE PEG. pull kit of transparent medical grade silicone to minimize site irritation, The PEG must contain a flange that allows air to circulate around the stoma for improved wound healing, Internal bumper must be the mushroom type of inflatable balloon for skin level devices. | Size: 22FG, feeding port must be funnel/catheter tip compliant. | Offer 1 | Each | Dynamed Pharmaceuticals (Pty) Ltd | 1911.5782 | FUSHAN | India | 20 units | 7-14 Days | 5 Boxes | 94
RT253-12-027 | Not Applicable | PERCUTANEOUS ENDOSCOPIC GASTROSTOMY (PEG) FEEDING TUBES KIT MADE OF SILICONE PEG. pull kit of transparent medical grade silicone to minimize site irritation, The PEG must contain a flange that allows air to circulate around the stoma for improved wound healing, Internal bumper must be the mushroom type of inflatable balloon for skin level devices. | Size: 24FG, feeding port must be ENFit compliant. | Offer 1 | Each | Lechoba Medical Technologies (Pty) Ltd | 1680.01 | Beijing Zksk Technology | China | 10 Units | 7-21 Days | 10 Units | 94
RT253-12-027 | Not Applicable | PERCUTANEOUS ENDOSCOPIC GASTROSTOMY (PEG) FEEDING TUBES KIT MADE OF SILICONE PEG. pull kit of transparent medical grade silicone to minimize site irritation, The PEG must contain a flange that allows air to circulate around the stoma for improved wound healing, Internal bumper must be the mushroom type of inflatable balloon for skin level devices. | Size: 24FG, feeding port must be ENFit compliant. | Offer 1 | Each | Dynamed Pharmaceuticals (Pty) Ltd | 1911.5782 | FUSHAN | India | 20 units | 7-14 Days | 5 Boxes | 81.5946
RT253-12-027 | Not Applicable | PERCUTANEOUS ENDOSCOPIC GASTROSTOMY (PEG) FEEDING TUBES KIT MADE OF SILICONE PEG. pull kit of transparent medical grade silicone to minimize site irritation, The PEG must contain a flange that allows air to circulate around the stoma for improved wound healing, Internal bumper must be the mushroom type of inflatable balloon for skin level devices. | Size: 24FG, feeding port must be ENFit compliant. | Offer 1 | Each | Allenco Medical And Dental Supplies CC | 2339.18 | Avanos | United State of America | 1 unit | 3-21 Days | 5 units | 58.5275
RT253-12-028 | Not Applicable | PERCUTANEOUS ENDOSCOPIC GASTROSTOMY (PEG) FEEDING TUBES KIT MADE OF SILICONE PEG. pull kit of transparent medical grade silicone to minimize site irritation, The PEG must contain a flange that allows air to circulate around the stoma for improved wound healing, Internal bumper must be the mushroom type of inflatable balloon for skin level devices. | Size: 24FG, feeding port must be funnel/catheter tip compliant. | Offer 1 | Each | Dynamed Pharmaceuticals (Pty) Ltd | 1911.5782 | FUSHAN | India | 20 units | 7-14 Days | 5 Boxes | 94
RT253-12-028 | Not Applicable | PERCUTANEOUS ENDOSCOPIC GASTROSTOMY (PEG) FEEDING TUBES KIT MADE OF SILICONE PEG. pull kit of transparent medical grade silicone to minimize site irritation, The PEG must contain a flange that allows air to circulate around the stoma for improved wound healing, Internal bumper must be the mushroom type of inflatable balloon for skin level devices. | Size: 24FG, feeding port must be funnel/catheter tip compliant. | Offer 1 | Each | Allenco Medical And Dental Supplies CC | 2339.18 | Avanos | United State of America | 1 unit | 3-21 Days | 5 units | 73.7079
RT253-16-001 | Group Series 1 | CHEST DRAIN SYSTEM COMPLETE SET Drainage system, chest, underwater, tube: 1 m milkable tubing with: micro frosted surface for minimal friction, one end attached to the water seal rigid pipe, one end attached to a stepped connector for attachment to various sizes of intracoastal drainage catheters, container: calibrated above water seal line, clear plastic, rigid enough to hold safe vacuum for patient, mechanism to keep container in upright position, threaded neck to accommodate screw cap, screw cap: with gasket to prevent leakage, integral suction port/air vent, water seal rigid pipe connected at one end to screw cap and tubing and having its other bevelled end reaching below the water seal line indicated on the container, clamp to attach to patient clothing or bedding / straps to carry, system to be supplied complete with adaptors and protectors, set, container: sterile, individually double peel packed | Adult set: bottle capacity 1500ml- 2000ml. Item RT235-16-001 and item RT253-16-004 will be evaluated as a series | Offer 1 | Each | Logan Medical And Surgical (Pty) Ltd | 125 | Accura | China | 1 units | 7 Days | 100 units | 98.0893
RT253-16-001 | Group Series 1 | CHEST DRAIN SYSTEM COMPLETE SET Drainage system, chest, underwater, tube: 1 m milkable tubing with: micro frosted surface for minimal friction, one end attached to the water seal rigid pipe, one end attached to a stepped connector for attachment to various sizes of intracoastal drainage catheters, container: calibrated above water seal line, clear plastic, rigid enough to hold safe vacuum for patient, mechanism to keep container in upright position, threaded neck to accommodate screw cap, screw cap: with gasket to prevent leakage, integral suction port/air vent, water seal rigid pipe connected at one end to screw cap and tubing and having its other bevelled end reaching below the water seal line indicated on the container, clamp to attach to patient clothing or bedding / straps to carry, system to be supplied complete with adaptors and protectors, set, container: sterile, individually double peel packed | Adult set: bottle capacity 1500ml- 2000ml. Item RT235-16-001 and item RT253-16-004 will be evaluated as a series | Offer 1 | Each | SSEM Mthembu Medical | 130.95 | Softech | United Kingdom | 1 unit | 45 Days | 25 units | 91.798
RT253-16-001 | Group Series 1 | CHEST DRAIN SYSTEM COMPLETE SET Drainage system, chest, underwater, tube: 1 m milkable tubing with: micro frosted surface for minimal friction, one end attached to the water seal rigid pipe, one end attached to a stepped connector for attachment to various sizes of intracoastal drainage catheters, container: calibrated above water seal line, clear plastic, rigid enough to hold safe vacuum for patient, mechanism to keep container in upright position, threaded neck to accommodate screw cap, screw cap: with gasket to prevent leakage, integral suction port/air vent, water seal rigid pipe connected at one end to screw cap and tubing and having its other bevelled end reaching below the water seal line indicated on the container, clamp to attach to patient clothing or bedding / straps to carry, system to be supplied complete with adaptors and protectors, set, container: sterile, individually double peel packed | Adult set: bottle capacity 1500ml- 2000ml. Item RT235-16-001 and item RT253-16-004 will be evaluated as a series | Offer 1 | Each | Tara healthcare (Pty) Ltd | 164 | Sterimed | India | 1 Unit per Box | 21 Days | 10 | 71.2852
RT253-16-001 | Group Series 1 | CHEST DRAIN SYSTEM COMPLETE SET Drainage system, chest, underwater, tube: 1 m milkable tubing with: micro frosted surface for minimal friction, one end attached to the water seal rigid pipe, one end attached to a stepped connector for attachment to various sizes of intracoastal drainage catheters, container: calibrated above water seal line, clear plastic, rigid enough to hold safe vacuum for patient, mechanism to keep container in upright position, threaded neck to accommodate screw cap, screw cap: with gasket to prevent leakage, integral suction port/air vent, water seal rigid pipe connected at one end to screw cap and tubing and having its other bevelled end reaching below the water seal line indicated on the container, clamp to attach to patient clothing or bedding / straps to carry, system to be supplied complete with adaptors and protectors, set, container: sterile, individually double peel packed | Adult set: bottle capacity 1500ml- 2000ml. Item RT235-16-001 and item RT253-16-004 will be evaluated as a series | Offer 1 | Each | Grobir Medical Suppliers | 233.8 | Sterimed | India | 1 units | 21 Days | 1 Box | 19.3127
RT253-16-002 | Group Series 2 | CHEST DRAIN SYSTEM COMPLETE SET Drainage system, chest, underwater, tube: 1 m milkable tubing with: micro frosted surface for minimal friction, one end attached to the water seal rigid pipe, one end attached to a stepped connector for attachment to various sizes of intracoastal drainage catheters, container: calibrated above water seal line, clear plastic, rigid enough to hold safe vacuum for patient, mechanism to keep container in upright position, threaded neck to accommodate screw cap, screw cap: with gasket to prevent leakage, integral suction port/air vent, water seal rigid pipe connected at one end to screw cap and tubing and having its other bevelled end reaching below the water seal line indicated on the container, clamp to attach to patient clothing or bedding / straps to carry, system to be supplied complete with adaptors and protectors, set, container: sterile, individually double peel packed | Paediatric set: bottle capacity 200-500ml. Item RT235-16-002 and item RT253-16-005 will be evaluated as a series | Offer 1 | Each | SSEM Mthembu Medical | 135 | Softech | United Kingdom | 1 unit | 45 Days | 25 units | 91.798
RT253-16-002 | Group Series 2 | CHEST DRAIN SYSTEM COMPLETE SET Drainage system, chest, underwater, tube: 1 m milkable tubing with: micro frosted surface for minimal friction, one end attached to the water seal rigid pipe, one end attached to a stepped connector for attachment to various sizes of intracoastal drainage catheters, container: calibrated above water seal line, clear plastic, rigid enough to hold safe vacuum for patient, mechanism to keep container in upright position, threaded neck to accommodate screw cap, screw cap: with gasket to prevent leakage, integral suction port/air vent, water seal rigid pipe connected at one end to screw cap and tubing and having its other bevelled end reaching below the water seal line indicated on the container, clamp to attach to patient clothing or bedding / straps to carry, system to be supplied complete with adaptors and protectors, set, container: sterile, individually double peel packed | Paediatric set: bottle capacity 200-500ml. Item RT235-16-002 and item RT253-16-005 will be evaluated as a series | Offer 1 | Each | Tara healthcare (Pty) Ltd | 147.5 | Sterimed | India | 1 Unit per Box | 21 Days | 18 | 85.6667
RT253-16-002 | Group Series 2 | CHEST DRAIN SYSTEM COMPLETE SET Drainage system, chest, underwater, tube: 1 m milkable tubing with: micro frosted surface for minimal friction, one end attached to the water seal rigid pipe, one end attached to a stepped connector for attachment to various sizes of intracoastal drainage catheters, container: calibrated above water seal line, clear plastic, rigid enough to hold safe vacuum for patient, mechanism to keep container in upright position, threaded neck to accommodate screw cap, screw cap: with gasket to prevent leakage, integral suction port/air vent, water seal rigid pipe connected at one end to screw cap and tubing and having its other bevelled end reaching below the water seal line indicated on the container, clamp to attach to patient clothing or bedding / straps to carry, system to be supplied complete with adaptors and protectors, set, container: sterile, individually double peel packed | Paediatric set: bottle capacity 200-500ml. Item RT235-16-002 and item RT253-16-005 will be evaluated as a series | Offer 1 | Each | Logan Medical And Surgical (Pty) Ltd | 184 | Accura | China | 1 units | 7 Days | 100 units | 61.3333
RT253-16-002 | Group Series 2 | CHEST DRAIN SYSTEM COMPLETE SET Drainage system, chest, underwater, tube: 1 m milkable tubing with: micro frosted surface for minimal friction, one end attached to the water seal rigid pipe, one end attached to a stepped connector for attachment to various sizes of intracoastal drainage catheters, container: calibrated above water seal line, clear plastic, rigid enough to hold safe vacuum for patient, mechanism to keep container in upright position, threaded neck to accommodate screw cap, screw cap: with gasket to prevent leakage, integral suction port/air vent, water seal rigid pipe connected at one end to screw cap and tubing and having its other bevelled end reaching below the water seal line indicated on the container, clamp to attach to patient clothing or bedding / straps to carry, system to be supplied complete with adaptors and protectors, set, container: sterile, individually double peel packed | Paediatric set: bottle capacity 200-500ml. Item RT235-16-002 and item RT253-16-005 will be evaluated as a series | Offer 1 | Each | Grobir Medical Suppliers | 222.66 | Sterimed | India | 1 units | 21 Days | 1 Box | 31.56
RT253-16-004 | Group Series 1 | UNDER WATER DRAINAGE REPLACEMENT BOTTLE The container calibrated above the water seal line, is clear plastic, rigid enough to hold a safe vacuum for the patient, has a mechanism to keep the container in an upright position, and threaded neck to accommodate screw cap. Sterile and individually packed | Adult: bottle capacity 1500ml- 2000ml. Item RT235-16-001 and item RT253-16-004 will be evaluated as a series | Offer 1 | Each | SSEM Mthembu Medical | 90 | Softech | United Kingdom | 1 unit | 45 Days | 25 units | 91.798
RT253-16-004 | Group Series 1 | UNDER WATER DRAINAGE REPLACEMENT BOTTLE The container calibrated above the water seal line, is clear plastic, rigid enough to hold a safe vacuum for the patient, has a mechanism to keep the container in an upright position, and threaded neck to accommodate screw cap. Sterile and individually packed | Adult: bottle capacity 1500ml- 2000ml. Item RT235-16-001 and item RT253-16-004 will be evaluated as a series | Offer 1 | Each | Tara healthcare (Pty) Ltd | 101.2 | Sterimed | India | 100 Units Per Box | 21 Days | 1000 | 82.8
RT253-16-004 | Group Series 1 | UNDER WATER DRAINAGE REPLACEMENT BOTTLE The container calibrated above the water seal line, is clear plastic, rigid enough to hold a safe vacuum for the patient, has a mechanism to keep the container in an upright position, and threaded neck to accommodate screw cap. Sterile and individually packed | Adult: bottle capacity 1500ml- 2000ml. Item RT235-16-001 and item RT253-16-004 will be evaluated as a series | Offer 1 | Each | Logan Medical And Surgical (Pty) Ltd | 125 | Accura | China | 1 units | 7 Days | 100 units | 59
RT253-16-004 | Group Series 1 | UNDER WATER DRAINAGE REPLACEMENT BOTTLE The container calibrated above the water seal line, is clear plastic, rigid enough to hold a safe vacuum for the patient, has a mechanism to keep the container in an upright position, and threaded neck to accommodate screw cap. Sterile and individually packed | Adult: bottle capacity 1500ml- 2000ml. Item RT235-16-001 and item RT253-16-004 will be evaluated as a series | Offer 1 | Each | Grobir Medical Suppliers | 133.6 | Sterimed | India | 1 units | 21 Days | 1 Box | 46.4
RT253-16-005 | Group Series 2 | UNDER WATER DRAINAGE REPLACEMENT BOTTLE The container calibrated above the water seal line, is clear plastic, rigid enough to hold a safe vacuum for the patient, has a mechanism to keep the container in an upright position, and threaded neck to accommodate screw cap. Sterile and individually packed | Paediatric: bottle capacity 200-500ml. Item RT235-16-002 and item RT253-16-005 will be evaluated as a series | Offer 1 | Each | Tara healthcare (Pty) Ltd | 87.63 | Sterimed | India | 100 Units Per Box | 21 Days | 1000 | 94
RT253-16-005 | Group Series 2 | UNDER WATER DRAINAGE REPLACEMENT BOTTLE The container calibrated above the water seal line, is clear plastic, rigid enough to hold a safe vacuum for the patient, has a mechanism to keep the container in an upright position, and threaded neck to accommodate screw cap. Sterile and individually packed | Paediatric: bottle capacity 200-500ml. Item RT235-16-002 and item RT253-16-005 will be evaluated as a series | Offer 1 | Each | SSEM Mthembu Medical | 90 | Softech | United Kingdom | 1 unit | 45 Days | 25 units | 89.3639
RT253-16-005 | Group Series 2 | UNDER WATER DRAINAGE REPLACEMENT BOTTLE The container calibrated above the water seal line, is clear plastic, rigid enough to hold a safe vacuum for the patient, has a mechanism to keep the container in an upright position, and threaded neck to accommodate screw cap. Sterile and individually packed | Paediatric: bottle capacity 200-500ml. Item RT235-16-002 and item RT253-16-005 will be evaluated as a series | Offer 1 | Each | Grobir Medical Suppliers | 122.46 | Sterimed | India | 1 units | 21 Days | 1 Box | 54.228
RT253-16-005 | Group Series 2 | UNDER WATER DRAINAGE REPLACEMENT BOTTLE The container calibrated above the water seal line, is clear plastic, rigid enough to hold a safe vacuum for the patient, has a mechanism to keep the container in an upright position, and threaded neck to accommodate screw cap. Sterile and individually packed | Paediatric: bottle capacity 200-500ml. Item RT235-16-002 and item RT253-16-005 will be evaluated as a series | Offer 1 | Each | Logan Medical And Surgical (Pty) Ltd | 184 | Accura | China | 1 units | 7 Days | 100 units | -4.9764
RT253-16-007 | Not Applicable | CHEST DRAINAGE BOTTLE SYSTEM Drainage system, chest (not underwater), sterile peel packed, tube: tubing, flexible and able to milk, translucent, one end connected to stepped connector for connection to the intercostals drain and the other end connected to the container, container: clear plastic, rigid enough to hold low pressure vacuum, integral flutter valve, ensuring flow of fluids away From the patient, integral air-leak detection chamber, clamp to attach to patient clothing or bedding / straps to carry, bottom drain with outlet clamp/tap, post-surgery, | tubing length not less than 70 cm, container capacity not less than 1000 ml. Sterile. Wrapped and individual peel packed | Offer 1 | Each | Sinapi Manufacturing (Pty) Ltd | 216.08 | Sinapi Chest Drain XL1000Plus | South Africa | 1000ml | 10 Days | 1 box (12 units) | 95.984
RT253-17-001 | Not Applicable | CLOSED WOUND DRAINAGE SYSTEM Drainage system, wound, closed, portable, comprising: compressible bellows of non-toxic medical grade plastic with drainage, spout and plug, connecting tube of non-toxic medical grade PVC with y-shaped adaptor, wound tubing of non-toxic medical grade PVC. Radio opaque wound tubing with rigid needle, individually peel packed. Sterile. | Capacity 30 ml, outer diameter of rigid needle 6FG | Offer 1 | Each | Grobir Medical Suppliers | 47.27 | Sterimed | India | 1 units | 21 Days | 1 Box | 90
RT253-17-001 | Not Applicable | CLOSED WOUND DRAINAGE SYSTEM Drainage system, wound, closed, portable, comprising: compressible bellows of non-toxic medical grade plastic with drainage, spout and plug, connecting tube of non-toxic medical grade PVC with y-shaped adaptor, wound tubing of non-toxic medical grade PVC. Radio opaque wound tubing with rigid needle, individually peel packed. Sterile. | Capacity 30 ml, outer diameter of rigid needle 6FG | Offer 1 | Each | Heron Healthcare (Pty) Ltd | 149.48 | Pri-Low-Vac, 21635 | Germany | 10 units | 2-3 Days | 1 Box | -102.6033
RT253-17-002 | Not Applicable | CLOSED WOUND DRAINAGE SYSTEM Drainage system, wound, closed, portable, comprising: compressible bellows of non-toxic medical grade plastic with drainage, spout and plug, connecting tube of non-toxic medical grade PVC with y-shaped adaptor, wound tubing of non-toxic medical grade PVC. Radio opaque wound tubing with rigid needle, individually peel packed. Sterile. | Capacity 50 ml, outer diameter of rigid needle 8FG | Offer 1 | Each | Navone Medical Supplies | 35.09 | Angiplast | India | 1 unit | 30 Days | 1 unit | 100.0481
RT253-17-002 | Not Applicable | CLOSED WOUND DRAINAGE SYSTEM Drainage system, wound, closed, portable, comprising: compressible bellows of non-toxic medical grade plastic with drainage, spout and plug, connecting tube of non-toxic medical grade PVC with y-shaped adaptor, wound tubing of non-toxic medical grade PVC. Radio opaque wound tubing with rigid needle, individually peel packed. Sterile. | Capacity 50 ml, outer diameter of rigid needle 8FG | Offer 1 | Each | Tara healthcare (Pty) Ltd | 39.5 | Steri-Vac | India | 100 Units Per Box | 21 Days | 1000 | 94
RT253-17-002 | Not Applicable | CLOSED WOUND DRAINAGE SYSTEM Drainage system, wound, closed, portable, comprising: compressible bellows of non-toxic medical grade plastic with drainage, spout and plug, connecting tube of non-toxic medical grade PVC with y-shaped adaptor, wound tubing of non-toxic medical grade PVC. Radio opaque wound tubing with rigid needle, individually peel packed. Sterile. | Capacity 50 ml, outer diameter of rigid needle 8FG | Offer 1 | Each | Quality Medical Supplies (Pty) Ltd | 29.44 | Romsons Internatial | India | 50 units | 21 Days | 1500 Units | 94
RT253-17-003 | Not Applicable | CLOSED WOUND DRAINAGE SYSTEM Drainage system, wound, closed, portable, comprising: compressible bellows of non-toxic medical grade plastic with drainage, spout and plug, connecting tube of non-toxic medical grade PVC with y-shaped adaptor, wound tubing of non-toxic medical grade PVC. Radio opaque wound tubing with rigid needle, individually peel packed. Sterile. | Capacity 500 ml, outer diameter of rigid needle 10FG | Offer 1 | Each | Tara healthcare (Pty) Ltd | 42.5 | Steri-Vac | India | 100 Units Per Box | 21 Days | 1000 | 94
RT253-17-003 | Not Applicable | CLOSED WOUND DRAINAGE SYSTEM Drainage system, wound, closed, portable, comprising: compressible bellows of non-toxic medical grade plastic with drainage, spout and plug, connecting tube of non-toxic medical grade PVC with y-shaped adaptor, wound tubing of non-toxic medical grade PVC. Radio opaque wound tubing with rigid needle, individually peel packed. Sterile. | Capacity 500 ml, outer diameter of rigid needle 10FG | Offer 1 | Each | Access Medical (Pty) Ltd | 47.98 | Access | China | 10 units | 14 Days | 1 Box | 82.3953
RT253-17-003 | Not Applicable | CLOSED WOUND DRAINAGE SYSTEM Drainage system, wound, closed, portable, comprising: compressible bellows of non-toxic medical grade plastic with drainage, spout and plug, connecting tube of non-toxic medical grade PVC with y-shaped adaptor, wound tubing of non-toxic medical grade PVC. Radio opaque wound tubing with rigid needle, individually peel packed. Sterile. | Capacity 500 ml, outer diameter of rigid needle 10FG | Offer 1 | Each | Quality Medical Supplies (Pty) Ltd | 44.39 | Romsons Internatial | India | 40 units | 21 Days | 1500 Units | 94
RT253-17-004 | Not Applicable | CLOSED WOUND DRAINAGE SYSTEM Drainage system, wound, closed, portable, comprising: compressible bellows of non-toxic medical grade plastic with drainage, spout and plug, connecting tube of non-toxic medical grade PVC with y-shaped adaptor, wound tubing of non-toxic medical grade PVC. Radio opaque wound tubing with rigid needle, individually peel packed. Sterile. | Capacity 500 ml, outer diameter of rigid needle 18FG | Offer 1 | Each | Tara healthcare (Pty) Ltd | 42.5 | Steri-Vac | India | 100 Units Per Box | 21 Days | 1000 | 94
RT253-17-004 | Not Applicable | CLOSED WOUND DRAINAGE SYSTEM Drainage system, wound, closed, portable, comprising: compressible bellows of non-toxic medical grade plastic with drainage, spout and plug, connecting tube of non-toxic medical grade PVC with y-shaped adaptor, wound tubing of non-toxic medical grade PVC. Radio opaque wound tubing with rigid needle, individually peel packed. Sterile. | Capacity 500 ml, outer diameter of rigid needle 18FG | Offer 1 | Each | Grobir Medical Suppliers | 51.38 | Sterimed | India | 1 units | 21 Days | 1 Box | 71.1953
RT253-17-004 | Not Applicable | CLOSED WOUND DRAINAGE SYSTEM Drainage system, wound, closed, portable, comprising: compressible bellows of non-toxic medical grade plastic with drainage, spout and plug, connecting tube of non-toxic medical grade PVC with y-shaped adaptor, wound tubing of non-toxic medical grade PVC. Radio opaque wound tubing with rigid needle, individually peel packed. Sterile. | Capacity 500 ml, outer diameter of rigid needle 18FG | Offer 1 | Each | Quality Medical Supplies (Pty) Ltd | 44.39 | Romsons Internatial | India | 40 units | 21 Days | 1500 Units | 94
RT253-18-001 | Not Applicable | CATHETER SUCTION WITH AIRPORT Catheter, suction, respiratory, medical grade non-toxic PVC, smooth, flexible but sufficiently rigid to pass through endotracheal tube, proximal end: finger control airport, tapered connector, distal end: open atraumatic tip with two lateral staggered eyes, sterile, individually peel packed, | Size: 5FG, length: ±400mm, colour coded: grey, | Offer 1 | Each | Logan Medical And Surgical (Pty) Ltd | 1.63 | Accura | China | 100 units | 7 Days | 10 Packs | 94
RT253-18-001 | Not Applicable | CATHETER SUCTION WITH AIRPORT Catheter, suction, respiratory, medical grade non-toxic PVC, smooth, flexible but sufficiently rigid to pass through endotracheal tube, proximal end: finger control airport, tapered connector, distal end: open atraumatic tip with two lateral staggered eyes, sterile, individually peel packed, | Size: 5FG, length: ±400mm, colour coded: grey, | Offer 1 | Each | Allenco Medical And Dental Supplies CC | 1.83 | Fushan | China | 100 units | 3-21 Days | 300 units | 82.7971
RT253-18-001 | Not Applicable | CATHETER SUCTION WITH AIRPORT Catheter, suction, respiratory, medical grade non-toxic PVC, smooth, flexible but sufficiently rigid to pass through endotracheal tube, proximal end: finger control airport, tapered connector, distal end: open atraumatic tip with two lateral staggered eyes, sterile, individually peel packed, | Size: 5FG, length: ±400mm, colour coded: grey, | Offer 1 | Each | Akacia Medical (Pty) Ltd | 2.08 | Akacia Medical | China | 1 Unit | 20 Days | 50 Units | 68.5534
RT253-18-002 | Not Applicable | CATHETER SUCTION WITH AIRPORT Catheter, suction, respiratory, medical grade non-toxic PVC, smooth, flexible but sufficiently rigid to pass through endotracheal tube, proximal end: finger control airport, tapered connector, distal end: open atraumatic tip with two lateral staggered eyes, sterile, individually peel packed, | Size: 6FG, length: ±400mm, colour coded: light green, | Offer 1 | Each | Allenco Medical And Dental Supplies CC | 1.3 | Fushan | China | 100 units | 3-21 Days | 300 units | 112.0609
RT253-18-002 | Not Applicable | CATHETER SUCTION WITH AIRPORT Catheter, suction, respiratory, medical grade non-toxic PVC, smooth, flexible but sufficiently rigid to pass through endotracheal tube, proximal end: finger control airport, tapered connector, distal end: open atraumatic tip with two lateral staggered eyes, sterile, individually peel packed, | Size: 6FG, length: ±400mm, colour coded: light green, | Offer 1 | Each | Logan Medical And Surgical (Pty) Ltd | 1.63 | Accura | China | 100 units | 7 Days | 10 Packs | 94
RT253-18-002 | Not Applicable | CATHETER SUCTION WITH AIRPORT Catheter, suction, respiratory, medical grade non-toxic PVC, smooth, flexible but sufficiently rigid to pass through endotracheal tube, proximal end: finger control airport, tapered connector, distal end: open atraumatic tip with two lateral staggered eyes, sterile, individually peel packed, | Size: 6FG, length: ±400mm, colour coded: light green, | Offer 1 | Each | Akacia Medical (Pty) Ltd | 2.08 | Akacia Medical | China | 1 Unit | 20 Days | 50 Units | 68.5534
RT253-18-003 | Not Applicable | CATHETER SUCTION WITH AIRPORT Catheter, suction, respiratory, medical grade non-toxic PVC, smooth, flexible but sufficiently rigid to pass through endotracheal tube, proximal end: finger control airport, tapered connector, distal end: open atraumatic tip with two lateral staggered eyes, sterile, individually peel packed, | Size: 8FG, length: ±400mm, colour coded: blue, | Offer 1 | Each | Logan Medical And Surgical (Pty) Ltd | 1.63 | Accura | China | 100 units | 7 Days | 10 Packs | 94
RT253-18-003 | Not Applicable | CATHETER SUCTION WITH AIRPORT Catheter, suction, respiratory, medical grade non-toxic PVC, smooth, flexible but sufficiently rigid to pass through endotracheal tube, proximal end: finger control airport, tapered connector, distal end: open atraumatic tip with two lateral staggered eyes, sterile, individually peel packed, | Size: 8FG, length: ±400mm, colour coded: blue, | Offer 1 | Each | Akacia Medical (Pty) Ltd | 2.08 | Akacia Medical | China | 1 Unit | 20 Days | 50 Units | 68.5534
RT253-18-003 | Not Applicable | CATHETER SUCTION WITH AIRPORT Catheter, suction, respiratory, medical grade non-toxic PVC, smooth, flexible but sufficiently rigid to pass through endotracheal tube, proximal end: finger control airport, tapered connector, distal end: open atraumatic tip with two lateral staggered eyes, sterile, individually peel packed, | Size: 8FG, length: ±400mm, colour coded: blue, | Offer 1 | Each | Tara healthcare (Pty) Ltd | 2.23 | Sterimed | India | 100 Units Per Box | 21 Days | 1000 | 60.8712
RT253-18-004 | Not Applicable | CATHETER SUCTION WITH AIRPORT Catheter, suction, respiratory, medical grade non-toxic PVC, smooth, flexible but sufficiently rigid to pass through endotracheal tube, proximal end: finger control airport, tapered connector, distal end: open atraumatic tip with two lateral staggered eyes, sterile, individually peel packed, | Size: 10FG, length: ±600mm, colour coded: black, | Offer 1 | Each | Logan Medical And Surgical (Pty) Ltd | 1.63 | Accura | China | 100 units | 7 Days | 10 Packs | 94
RT253-18-004 | Not Applicable | CATHETER SUCTION WITH AIRPORT Catheter, suction, respiratory, medical grade non-toxic PVC, smooth, flexible but sufficiently rigid to pass through endotracheal tube, proximal end: finger control airport, tapered connector, distal end: open atraumatic tip with two lateral staggered eyes, sterile, individually peel packed, | Size: 10FG, length: ±600mm, colour coded: black, | Offer 1 | Each | Tara healthcare (Pty) Ltd | 2.23 | Sterimed | India | 100 Units Per Box | 21 Days | 1000 | 60.8712
RT253-18-004 | Not Applicable | CATHETER SUCTION WITH AIRPORT Catheter, suction, respiratory, medical grade non-toxic PVC, smooth, flexible but sufficiently rigid to pass through endotracheal tube, proximal end: finger control airport, tapered connector, distal end: open atraumatic tip with two lateral staggered eyes, sterile, individually peel packed, | Size: 10FG, length: ±600mm, colour coded: black, | Offer 1 | Each | Akacia Medical (Pty) Ltd | 2.37 | Akacia Medical | China | 1 Unit | 20 Days | 50 Units | 52.5411
RT253-18-005 | Not Applicable | CATHETER SUCTION WITH AIRPORT Catheter, suction, respiratory, medical grade non-toxic PVC, smooth, flexible but sufficiently rigid to pass through endotracheal tube, proximal end: finger control airport, tapered connector, distal end: open atraumatic tip with two lateral staggered eyes, sterile, individually peel packed, | Size: 12FG, length: ±600mm, colour coded: white, | Offer 1 | Each | Logan Medical And Surgical (Pty) Ltd | 1.63 | Accura | China | 100 units | 7 Days | 10 Packs | 94
RT253-18-005 | Not Applicable | CATHETER SUCTION WITH AIRPORT Catheter, suction, respiratory, medical grade non-toxic PVC, smooth, flexible but sufficiently rigid to pass through endotracheal tube, proximal end: finger control airport, tapered connector, distal end: open atraumatic tip with two lateral staggered eyes, sterile, individually peel packed, | Size: 12FG, length: ±600mm, colour coded: white, | Offer 1 | Each | Akacia Medical (Pty) Ltd | 2.37 | Akacia Medical | China | 1 Unit | 20 Days | 50 Units | 52.5411
RT253-18-005 | Not Applicable | CATHETER SUCTION WITH AIRPORT Catheter, suction, respiratory, medical grade non-toxic PVC, smooth, flexible but sufficiently rigid to pass through endotracheal tube, proximal end: finger control airport, tapered connector, distal end: open atraumatic tip with two lateral staggered eyes, sterile, individually peel packed, | Size: 12FG, length: ±600mm, colour coded: white, | Offer 1 | Each | Tara healthcare (Pty) Ltd | 2.39 | Sterimed | India | 100 Units Per Box | 21 Days | 1000 | 52.0368
RT253-18-006 | Not Applicable | CATHETER SUCTION WITH AIRPORT Catheter, suction, respiratory, medical grade non-toxic PVC, smooth, flexible but sufficiently rigid to pass through endotracheal tube, proximal end: finger control airport, tapered connector, distal end: open atraumatic tip with two lateral staggered eyes, sterile, individually peel packed, | Size: 14FG, length: ±600mm, colour coded: green, | Offer 1 | Each | Logan Medical And Surgical (Pty) Ltd | 1.63 | Accura | China | 100 units | 7 Days | 10 Packs | 94
RT253-18-006 | Not Applicable | CATHETER SUCTION WITH AIRPORT Catheter, suction, respiratory, medical grade non-toxic PVC, smooth, flexible but sufficiently rigid to pass through endotracheal tube, proximal end: finger control airport, tapered connector, distal end: open atraumatic tip with two lateral staggered eyes, sterile, individually peel packed, | Size: 14FG, length: ±600mm, colour coded: green, | Offer 1 | Each | Akacia Medical (Pty) Ltd | 2.37 | Akacia Medical | China | 1 Unit | 20 Days | 50 Units | 52.5411
RT253-18-006 | Not Applicable | CATHETER SUCTION WITH AIRPORT Catheter, suction, respiratory, medical grade non-toxic PVC, smooth, flexible but sufficiently rigid to pass through endotracheal tube, proximal end: finger control airport, tapered connector, distal end: open atraumatic tip with two lateral staggered eyes, sterile, individually peel packed, | Size: 14FG, length: ±600mm, colour coded: green, | Offer 1 | Each | Emergency Hospital Supplies (Pty) Ltd, | 2.38 | Romson | India | 500 units | 21 Days | 5 Boxes | 52.589
RT253-18-007 | Not Applicable | CATHETER SUCTION WITH AIRPORT Catheter, suction, respiratory, medical grade non-toxic PVC, smooth, flexible but sufficiently rigid to pass through endotracheal tube, proximal end: finger control airport, tapered connector, distal end: open atraumatic tip with two lateral staggered eyes, sterile, individually peel packed, | Size: 16FG, length: ±600mm, colour coded: orange, | Offer 1 | Each | Emergency Hospital Supplies (Pty) Ltd, | 2.38 | Romson | India | 500 units | 21 Days | 5 Boxes | 94.3766
RT253-18-007 | Not Applicable | CATHETER SUCTION WITH AIRPORT Catheter, suction, respiratory, medical grade non-toxic PVC, smooth, flexible but sufficiently rigid to pass through endotracheal tube, proximal end: finger control airport, tapered connector, distal end: open atraumatic tip with two lateral staggered eyes, sterile, individually peel packed, | Size: 16FG, length: ±600mm, colour coded: orange, | Offer 1 | Each | Tara healthcare (Pty) Ltd | 2.39 | Sterimed | India | 100 Units Per Box | 21 Days | 1000 | 94
RT253-18-007 | Not Applicable | CATHETER SUCTION WITH AIRPORT Catheter, suction, respiratory, medical grade non-toxic PVC, smooth, flexible but sufficiently rigid to pass through endotracheal tube, proximal end: finger control airport, tapered connector, distal end: open atraumatic tip with two lateral staggered eyes, sterile, individually peel packed, | Size: 16FG, length: ±600mm, colour coded: orange, | Offer 1 | Each | Bioclin Solutions cc | 2.5 | Hospital & Homecare | China | 1 unit | 10-15 Days | 10 Units | 90.7577
RT253-18-007 | Not Applicable | CATHETER SUCTION WITH AIRPORT Catheter, suction, respiratory, medical grade non-toxic PVC, smooth, flexible but sufficiently rigid to pass through endotracheal tube, proximal end: finger control airport, tapered connector, distal end: open atraumatic tip with two lateral staggered eyes, sterile, individually peel packed, | Size: 16FG, length: ±600mm, colour coded: orange, | Offer 1 | Each | Bioclin Solutions cc | 2.5 | Hospital & Homecare | China | 1 unit | 10-15 Days | 10 Units | 90.7577
RT253-18-008 | Not Applicable | CATHETER SUCTION WITH AIRPORT Catheter, suction, respiratory, medical grade non-toxic PVC, smooth, flexible but sufficiently rigid to pass through endotracheal tube, proximal end: finger control airport, tapered connector, distal end: open atraumatic tip with two lateral staggered eyes, sterile, individually peel packed, | Size: 18FG, length: ±600mm, colour coded: red, | Offer 1 | Each | Akacia Medical (Pty) Ltd | 2.37 | Akacia Medical | China | 1 Unit | 20 Days | 50 Units | 93.4
RT253-18-008 | Not Applicable | CATHETER SUCTION WITH AIRPORT Catheter, suction, respiratory, medical grade non-toxic PVC, smooth, flexible but sufficiently rigid to pass through endotracheal tube, proximal end: finger control airport, tapered connector, distal end: open atraumatic tip with two lateral staggered eyes, sterile, individually peel packed, | Size: 18FG, length: ±600mm, colour coded: red, | Offer 1 | Each | Tara healthcare (Pty) Ltd | 2.42 | Sterimed | India | 100 Units Per Box | 21 Days | 1000 | 92.1013
RT253-18-008 | Not Applicable | CATHETER SUCTION WITH AIRPORT Catheter, suction, respiratory, medical grade non-toxic PVC, smooth, flexible but sufficiently rigid to pass through endotracheal tube, proximal end: finger control airport, tapered connector, distal end: open atraumatic tip with two lateral staggered eyes, sterile, individually peel packed, | Size: 18FG, length: ±600mm, colour coded: red, | Offer 1 | Each | Bioclin Solutions cc | 2.5 | Hospital & Homecare | China | 1 unit | 10-15 Days | 10 Units | 89.9633
RT253-18-008 | Not Applicable | CATHETER SUCTION WITH AIRPORT Catheter, suction, respiratory, medical grade non-toxic PVC, smooth, flexible but sufficiently rigid to pass through endotracheal tube, proximal end: finger control airport, tapered connector, distal end: open atraumatic tip with two lateral staggered eyes, sterile, individually peel packed, | Size: 18FG, length: ±600mm, colour coded: red, | Offer 1 | Each | Bioclin Solutions cc | 2.5 | Hospital & Homecare | China | 1 unit | 10-15 Days | 10 Units | 89.9633
RT253-18-009 | Not Applicable | CATHETER SUCTION WITHOUT AIRPORT Catheter, suction, respiratory, medical grade non-toxic PVC, smooth, flexible but sufficiently rigid to pass through endotracheal tube, proximal end: without finger control airport, tapered connector, distal end: open atraumatic tip with two lateral staggered eyes, sterile, individually peel packed, | Size: 5FG, length: ±500mm, colour coded: grey, | Offer 1 | Each | Tara healthcare (Pty) Ltd | 2.01 | Sterimed | India | 100 Units Per Box | 21 Days | 1000 | 94
RT253-18-009 | Not Applicable | CATHETER SUCTION WITHOUT AIRPORT Catheter, suction, respiratory, medical grade non-toxic PVC, smooth, flexible but sufficiently rigid to pass through endotracheal tube, proximal end: without finger control airport, tapered connector, distal end: open atraumatic tip with two lateral staggered eyes, sterile, individually peel packed, | Size: 5FG, length: ±500mm, colour coded: grey, | Offer 1 | Each | Grobir Medical Suppliers | 2.45 | Sterimed | India | 100 units | 21 Days | 1 Box | 70.2985
RT253-18-009 | Not Applicable | CATHETER SUCTION WITHOUT AIRPORT Catheter, suction, respiratory, medical grade non-toxic PVC, smooth, flexible but sufficiently rigid to pass through endotracheal tube, proximal end: without finger control airport, tapered connector, distal end: open atraumatic tip with two lateral staggered eyes, sterile, individually peel packed, | Size: 5FG, length: ±500mm, colour coded: grey, | Offer 1 | Each | Lechoba Medical Technologies (Pty) Ltd | 2.48 | Easythru® | China | 10 Units | 7-21 Days | 10 Units | 72.9552
RT253-18-010 | Not Applicable | CATHETER SUCTION WITHOUT AIRPORT Catheter, suction, respiratory, medical grade non-toxic PVC, smooth, flexible but sufficiently rigid to pass through endotracheal tube, proximal end: without finger control airport, tapered connector, distal end: open atraumatic tip with two lateral staggered eyes, sterile, individually peel packed, | Size: 6FG, length: ±500mm, colour coded: light green, | Offer 1 | Each | Tara healthcare (Pty) Ltd | 2.01 | Sterimed | India | 100 Units Per Box | 21 Days | 1000 | 94
RT253-18-010 | Not Applicable | CATHETER SUCTION WITHOUT AIRPORT Catheter, suction, respiratory, medical grade non-toxic PVC, smooth, flexible but sufficiently rigid to pass through endotracheal tube, proximal end: without finger control airport, tapered connector, distal end: open atraumatic tip with two lateral staggered eyes, sterile, individually peel packed, | Size: 6FG, length: ±500mm, colour coded: light green, | Offer 1 | Each | Grobir Medical Suppliers | 2.45 | Sterimed | India | 100 units | 21 Days | 1 Box | 70.2985
RT253-18-010 | Not Applicable | CATHETER SUCTION WITHOUT AIRPORT Catheter, suction, respiratory, medical grade non-toxic PVC, smooth, flexible but sufficiently rigid to pass through endotracheal tube, proximal end: without finger control airport, tapered connector, distal end: open atraumatic tip with two lateral staggered eyes, sterile, individually peel packed, | Size: 6FG, length: ±500mm, colour coded: light green, | Offer 1 | Each | Lechoba Medical Technologies (Pty) Ltd | 2.48 | Easythru® | China | 250 Units | 7-21 Days | 250 Units | 72.9552
RT253-18-011 | Not Applicable | CATHETER SUCTION WITHOUT AIRPORT Catheter, suction, respiratory, medical grade non-toxic PVC, smooth, flexible but sufficiently rigid to pass through endotracheal tube, proximal end: without finger control airport, tapered connector, distal end: open atraumatic tip with two lateral staggered eyes, sterile, individually peel packed, | Size: 8FG, length: ±500mm, colour coded: blue, | Offer 1 | Each | Logan Medical And Surgical (Pty) Ltd | 1.54 | Accura | China | 100 units | 7 Days | 10 Packs | 94
RT253-18-011 | Not Applicable | CATHETER SUCTION WITHOUT AIRPORT Catheter, suction, respiratory, medical grade non-toxic PVC, smooth, flexible but sufficiently rigid to pass through endotracheal tube, proximal end: without finger control airport, tapered connector, distal end: open atraumatic tip with two lateral staggered eyes, sterile, individually peel packed, | Size: 8FG, length: ±500mm, colour coded: blue, | Offer 1 | Each | Allenco Medical And Dental Supplies CC | 1.9 | Fushan | China | 100 units | 3-21 Days | 300 units | 72.801
RT253-18-011 | Not Applicable | CATHETER SUCTION WITHOUT AIRPORT Catheter, suction, respiratory, medical grade non-toxic PVC, smooth, flexible but sufficiently rigid to pass through endotracheal tube, proximal end: without finger control airport, tapered connector, distal end: open atraumatic tip with two lateral staggered eyes, sterile, individually peel packed, | Size: 8FG, length: ±500mm, colour coded: blue, | Offer 1 | Each | Tara healthcare (Pty) Ltd | 2.01 | Sterimed | China | 100 Units Per Box | 21 Days | 1000 | 66.5325
RT253-18-012 | Not Applicable | CATHETER SUCTION WITHOUT AIRPORT Catheter, suction, respiratory, medical grade non-toxic PVC, smooth, flexible but sufficiently rigid to pass through endotracheal tube, proximal end: without finger control airport, tapered connector, distal end: open atraumatic tip with two lateral staggered eyes, sterile, individually peel packed, | Size: 10FG, length: ±500mm, colour coded: black, | Offer 1 | Each | Logan Medical And Surgical (Pty) Ltd | 1.54 | Accura | China | 100 units | 7 Days | 10 Packs | 94
RT253-18-012 | Not Applicable | CATHETER SUCTION WITHOUT AIRPORT Catheter, suction, respiratory, medical grade non-toxic PVC, smooth, flexible but sufficiently rigid to pass through endotracheal tube, proximal end: without finger control airport, tapered connector, distal end: open atraumatic tip with two lateral staggered eyes, sterile, individually peel packed, | Size: 10FG, length: ±500mm, colour coded: black, | Offer 1 | Each | Allenco Medical And Dental Supplies CC | 1.9 | Fushan | China | 100 units | 3-21 Days | 300 units | 72.801
RT253-18-012 | Not Applicable | CATHETER SUCTION WITHOUT AIRPORT Catheter, suction, respiratory, medical grade non-toxic PVC, smooth, flexible but sufficiently rigid to pass through endotracheal tube, proximal end: without finger control airport, tapered connector, distal end: open atraumatic tip with two lateral staggered eyes, sterile, individually peel packed, | Size: 10FG, length: ±500mm, colour coded: black, | Offer 1 | Each | Tara healthcare (Pty) Ltd | 2.01 | Sterimed | China | 100 Units Per Box | 21 Days | 1000 | 66.5325
RT253-18-013 | Not Applicable | CATHETER SUCTION WITHOUT AIRPORT Catheter, suction, respiratory, medical grade non-toxic PVC, smooth, flexible but sufficiently rigid to pass through endotracheal tube, proximal end: without finger control airport, tapered connector, distal end: open atraumatic tip with two lateral staggered eyes, sterile, individually peel packed, | Size: 12FG, length: ±500mm, colour coded: white, | Offer 1 | Each | Logan Medical And Surgical (Pty) Ltd | 1.54 | Accura | China | 100 units | 7 Days | 10 Packs | 94
RT253-18-013 | Not Applicable | CATHETER SUCTION WITHOUT AIRPORT Catheter, suction, respiratory, medical grade non-toxic PVC, smooth, flexible but sufficiently rigid to pass through endotracheal tube, proximal end: without finger control airport, tapered connector, distal end: open atraumatic tip with two lateral staggered eyes, sterile, individually peel packed, | Size: 12FG, length: ±500mm, colour coded: white, | Offer 1 | Each | Allenco Medical And Dental Supplies CC | 1.9 | Fushan | China | 100 units | 3-21 Days | 300 units | 72.801
RT253-18-013 | Not Applicable | CATHETER SUCTION WITHOUT AIRPORT Catheter, suction, respiratory, medical grade non-toxic PVC, smooth, flexible but sufficiently rigid to pass through endotracheal tube, proximal end: without finger control airport, tapered connector, distal end: open atraumatic tip with two lateral staggered eyes, sterile, individually peel packed, | Size: 12FG, length: ±500mm, colour coded: white, | Offer 1 | Each | Tara healthcare (Pty) Ltd | 2.12 | Sterimed | China | 100 Units Per Box | 21 Days | 1000 | 60.1039
RT253-18-014 | Not Applicable | CATHETER SUCTION WITHOUT AIRPORT Catheter, suction, respiratory, medical grade non-toxic PVC, smooth, flexible but sufficiently rigid to pass through endotracheal tube, proximal end: without finger control airport, tapered connector, distal end: open atraumatic tip with two lateral staggered eyes, sterile, individually peel packed, | Size: 14FG, length: ±500mm, colour coded: green, | Offer 1 | Each | Logan Medical And Surgical (Pty) Ltd | 1.54 | Accura | China | 100 units | 7 Days | 10 Packs | 94
RT253-18-014 | Not Applicable | CATHETER SUCTION WITHOUT AIRPORT Catheter, suction, respiratory, medical grade non-toxic PVC, smooth, flexible but sufficiently rigid to pass through endotracheal tube, proximal end: without finger control airport, tapered connector, distal end: open atraumatic tip with two lateral staggered eyes, sterile, individually peel packed, | Size: 14FG, length: ±500mm, colour coded: green, | Offer 1 | Each | Allenco Medical And Dental Supplies CC | 1.9 | Fushan | China | 100 units | 3-21 Days | 300 units | 72.801
RT253-18-014 | Not Applicable | CATHETER SUCTION WITHOUT AIRPORT Catheter, suction, respiratory, medical grade non-toxic PVC, smooth, flexible but sufficiently rigid to pass through endotracheal tube, proximal end: without finger control airport, tapered connector, distal end: open atraumatic tip with two lateral staggered eyes, sterile, individually peel packed, | Size: 14FG, length: ±500mm, colour coded: green, | Offer 1 | Each | Tara healthcare (Pty) Ltd | 2.12 | Sterimed | China | 100 Units Per Box | 21 Days | 1000 | 60.1039
RT253-18-015 | Not Applicable | CATHETER SUCTION WITHOUT AIRPORT Catheter, suction, respiratory, medical grade non-toxic PVC, smooth, flexible but sufficiently rigid to pass through endotracheal tube, proximal end: without finger control airport, tapered connector, distal end: open atraumatic tip with two lateral staggered eyes, sterile, individually peel packed, | Size: 16FG, length: ±500mm, colour coded: orange, | Offer 1 | Each | Logan Medical And Surgical (Pty) Ltd | 1.54 | Accura | China | 100 units | 7 Days | 10 Packs | 94
RT253-18-015 | Not Applicable | CATHETER SUCTION WITHOUT AIRPORT Catheter, suction, respiratory, medical grade non-toxic PVC, smooth, flexible but sufficiently rigid to pass through endotracheal tube, proximal end: without finger control airport, tapered connector, distal end: open atraumatic tip with two lateral staggered eyes, sterile, individually peel packed, | Size: 16FG, length: ±500mm, colour coded: orange, | Offer 1 | Each | Allenco Medical And Dental Supplies CC | 1.9 | Fushan | China | 100 units | 3-21 Days | 300 units | 72.801
RT253-18-015 | Not Applicable | CATHETER SUCTION WITHOUT AIRPORT Catheter, suction, respiratory, medical grade non-toxic PVC, smooth, flexible but sufficiently rigid to pass through endotracheal tube, proximal end: without finger control airport, tapered connector, distal end: open atraumatic tip with two lateral staggered eyes, sterile, individually peel packed, | Size: 16FG, length: ±500mm, colour coded: orange, | Offer 1 | Each | Tara healthcare (Pty) Ltd | 2.12 | Sterimed | China | 100 Units Per Box | 21 Days | 1000 | 60.1039
RT253-18-016 | Not Applicable | CATHETER SUCTION WITHOUT AIRPORT Catheter, suction, respiratory, medical grade non-toxic PVC, smooth, flexible but sufficiently rigid to pass through endotracheal tube, proximal end: without finger control airport, tapered connector, distal end: open atraumatic tip with two lateral staggered eyes, sterile, individually peel packed, | Size: 18FG, length: ±500mm, colour coded: red, | Offer 1 | Each | Logan Medical And Surgical (Pty) Ltd | 1.54 | Accura | China | 100 units | 7 Days | 10 Packs | 94
RT253-18-016 | Not Applicable | CATHETER SUCTION WITHOUT AIRPORT Catheter, suction, respiratory, medical grade non-toxic PVC, smooth, flexible but sufficiently rigid to pass through endotracheal tube, proximal end: without finger control airport, tapered connector, distal end: open atraumatic tip with two lateral staggered eyes, sterile, individually peel packed, | Size: 18FG, length: ±500mm, colour coded: red, | Offer 1 | Each | Allenco Medical And Dental Supplies CC | 1.9 | Fushan | China | 100 units | 3-21 Days | 300 units | 72.801
RT253-18-016 | Not Applicable | CATHETER SUCTION WITHOUT AIRPORT Catheter, suction, respiratory, medical grade non-toxic PVC, smooth, flexible but sufficiently rigid to pass through endotracheal tube, proximal end: without finger control airport, tapered connector, distal end: open atraumatic tip with two lateral staggered eyes, sterile, individually peel packed, | Size: 18FG, length: ±500mm, colour coded: red, | Offer 1 | Each | Tara healthcare (Pty) Ltd | 2.2 | Sterimed | China | 100 Units Per Box | 21 Days | 1000 | 55.4286
RT253-18-017 | Not Applicable | SUCTION TUBES (YANKAUER) Tube, suction, Yankauer, sterile, individually peel packed. | Yankauer, mini-tube, regular tip with control, length: 160 mm, outer tip diameter 5 mm | Offer 1 | Each | Tara healthcare (Pty) Ltd | 7.24 | Wellmed | China | 10 Units Per Box | 21 Days | 1000 | 94
RT253-18-017 | Not Applicable | SUCTION TUBES (YANKAUER) Tube, suction, Yankauer, sterile, individually peel packed. | Yankauer, mini-tube, regular tip with control, length: 160 mm, outer tip diameter 5 mm | Offer 1 | Each | Dynamed Pharmaceuticals (Pty) Ltd | 7.5754 | Romson | India | 25 units | 7-14 Days | 20 Boxes | 89.8307
RT253-18-017 | Not Applicable | SUCTION TUBES (YANKAUER) Tube, suction, Yankauer, sterile, individually peel packed. | Yankauer, mini-tube, regular tip with control, length: 160 mm, outer tip diameter 5 mm | Offer 1 | Each | Supra Healthcare Johannesburg (Pty) Ltd | 7.82 | Yankaur Suction Tip | India | 1 unit | 21 Days | 1 unit | 85.7989
RT253-18-018 | Not Applicable | SUCTION TUBES (YANKAUER) Tube, suction, Yankauer, sterile, individually peel packed. | Regular tip with control, length: approx. 230 mm, outer tip diameter 5mm | Offer 1 | Each | Qestmed (Pty) Ltd | 4.83 | Newcare | China | 1 unit | 40 - 60 Days | 50 units | 92
RT253-18-018 | Not Applicable | SUCTION TUBES (YANKAUER) Tube, suction, Yankauer, sterile, individually peel packed. | Regular tip with control, length: approx. 230 mm, outer tip diameter 5mm | Offer 1 | Each | Supra Healthcare Johannesburg (Pty) Ltd | 5.7833 | Avacare | China | 1 unit | 21 Days | 1 unit | 75.2464
RT253-18-018 | Not Applicable | SUCTION TUBES (YANKAUER) Tube, suction, Yankauer, sterile, individually peel packed. | Regular tip with control, length: approx. 230 mm, outer tip diameter 5mm | Offer 1 | Each | Tara healthcare (Pty) Ltd | 7.24 | Wellmed | China | 10 Units Per Box | 21 Days | 1000 | 49.0932
RT253-18-019 | Not Applicable | SUCTION TUBES (YANKAUER) Tube, suction, Yankauer, sterile, individually peel packed. | Regular tip without control, length: 255 mm, outer tip diameter 5 mm | Offer 1 | Each | Zwanga Tor (Pty) Ltd | 5.69 | Ulife | China | 200pcs/ctn | 14 Days | 100 | 94.9
RT253-18-019 | Not Applicable | SUCTION TUBES (YANKAUER) Tube, suction, Yankauer, sterile, individually peel packed. | Regular tip without control, length: 255 mm, outer tip diameter 5 mm | Offer 1 | Each | Medi-Core Technologies (Pty) Ltd | 6.15 | U-Life | South Africa | 200/Ctn | 14 Days | 200 | 89.1241
RT253-18-019 | Not Applicable | SUCTION TUBES (YANKAUER) Tube, suction, Yankauer, sterile, individually peel packed. | Regular tip without control, length: 255 mm, outer tip diameter 5 mm | Offer 1 | Each | Supra Healthcare Johannesburg (Pty) Ltd | 6.56 | Avacare | China | 1 unit | 21 Days | 1 unit | 79.2478
RT253-18-020 | Not Applicable | SUCTION TUBES (YANKAUER) Tube, suction, Yankauer, sterile, individually peel packed. | Sump tip with control, length: approx. 230 mm, outer tip diameter 5 mm | Offer 1 | Each | Zwanga Tor (Pty) Ltd | 5.69 | Ulife | China | 200pcs/ctn | 14 Days | 100 | 94.9
RT253-18-020 | Not Applicable | SUCTION TUBES (YANKAUER) Tube, suction, Yankauer, sterile, individually peel packed. | Sump tip with control, length: approx. 230 mm, outer tip diameter 5 mm | Offer 1 | Each | Medi-Core Technologies (Pty) Ltd | 6.15 | U-Life | South Africa | 200/Ctn | 14 Days | 200 | 89.1241
RT253-18-020 | Not Applicable | SUCTION TUBES (YANKAUER) Tube, suction, Yankauer, sterile, individually peel packed. | Sump tip with control, length: approx. 230 mm, outer tip diameter 5 mm | Offer 1 | Each | Supra Healthcare Johannesburg (Pty) Ltd | 6.56 | Yankaur Suction Tip | India | 1 unit | 21 Days | 1 unit | 79.2478
RT253-18-021 | Not Applicable | SUCTION TUBES (YANKAUER) Tube, suction, Yankauer, sterile, individually peel packed. | Sump tip without control, length: approx. 255 mm, outer tip diameter 10 mm | Offer 1 | Each | Supra Healthcare Johannesburg (Pty) Ltd | 6.56 | Avacare | China | 1 unit | 21 Days | 1 unit | 93.0088
RT253-18-021 | Not Applicable | SUCTION TUBES (YANKAUER) Tube, suction, Yankauer, sterile, individually peel packed. | Sump tip without control, length: approx. 255 mm, outer tip diameter 10 mm | Offer 1 | Each | Lechoba Medical Technologies (Pty) Ltd | 7.55 | Easythru® | China | 10 Units | 7-21 Days | 10 Units | 80.4177
RT253-18-021 | Not Applicable | SUCTION TUBES (YANKAUER) Tube, suction, Yankauer, sterile, individually peel packed. | Sump tip without control, length: approx. 255 mm, outer tip diameter 10 mm | Offer 1 | Each | Heron Healthcare (Pty) Ltd | 25.67 | Primed, 36090 | Germany | 60 units | 2-3 Days | 1 Box | -170.1799
RT253-19-001 | Not Applicable | SUPRAPUBIC CATHETER Catheter suprapubic, 2-way, silicone (100%), proximal end: tapered one end with hollow spigot with luer-lock connector to fit syringe and a cap, one balloon port, with non-return valve and fitting for a syringe, distal end: open tip atraumatic, with lateral drainage eyes, distal to a 5ml integrated balloon, | Catheter size: 12FG, length: 400mm, balloon size: 5ml | Offer 1 | Each | Supra Healthcare Johannesburg (Pty) Ltd | 34.4433 | Avacare | China | 1 unit | 21 Days | 1 unit | 93.0088
RT253-19-002 | Not Applicable | SUPRAPUBIC CATHETER Catheter suprapubic, 2-way, silicone (100%), proximal end: tapered one end with hollow spigot with luer-lock connector to fit syringe and a cap, one balloon port, with non-return valve and fitting for a syringe, distal end: open tip atraumatic, with lateral drainage eyes, distal to a 5ml integrated balloon, | Catheter size: 14FG, length: 400mm, balloon size: 5ml | Offer 1 | Each | Supra Healthcare Johannesburg (Pty) Ltd | 34.4433 | Avacare | China | 1 unit | 21 Days | 1 unit | 93.0088
RT253-19-003 | Not Applicable | SUPRAPUBIC CATHETER Catheter suprapubic, 2-way, silicone (100%), proximal end: tapered one end with hollow spigot with luer-lock connector to fit syringe and a cap, one balloon port, with non-return valve and fitting for a syringe, distal end: open tip atraumatic, with lateral drainage eyes, distal to a 5ml integrated balloon, | Catheter size: 16FG, length: 400mm, balloon size: 10ml | Offer 1 | Each | Supra Healthcare Johannesburg (Pty) Ltd | 34.4433 | Avacare | China | 1 unit | 21 Days | 1 unit | 93.0088
RT253-19-004 | Not Applicable | SUPRAPUBIC CATHETER Catheter suprapubic, 2-way, silicone (100%), proximal end: tapered one end with hollow spigot with luer-lock connector to fit syringe and a cap, one balloon port, with non-return valve and fitting for a syringe, distal end: open tip atraumatic, with lateral drainage eyes, distal to a 5ml integrated balloon, | Catheter size: 18FG, length: 400mm, balloon size: 10ml | Offer 1 | Each | Supra Healthcare Johannesburg (Pty) Ltd | 34.4433 | Avacare | China | 1 unit | 21 Days | 1 unit | 93.0088
RT253-19-005 | Not Applicable | SUPRAPUBIC CATHETER Catheter suprapubic, 2-way, silicone (100%), proximal end: tapered one end with hollow spigot with luer-lock connector to fit syringe and a cap, one balloon port, with non-return valve and fitting for a syringe, distal end: open tip atraumatic, with lateral drainage eyes, distal to a 5ml integrated balloon, | Catheter size: 20FG, length: 400mm, balloon size: 10ml | Offer 1 | Each | Supra Healthcare Johannesburg (Pty) Ltd | 34.4433 | Avacare | China | 1 unit | 21 Days | 1 unit | 93.0088
RT253-19-006 | Not Applicable | SUPRAPUBIC CATHETER Catheter suprapubic, 2-way, silicone (100%), proximal end: tapered one end with hollow spigot with luer-lock connector to fit syringe and a cap, one balloon port, with non-return valve and fitting for a syringe, distal end: open tip atraumatic, with lateral drainage eyes, distal to a 5ml integrated balloon, | Catheter size: 22FG, length: 400mm, balloon size: 10ml | Offer 1 | Each | Supra Healthcare Johannesburg (Pty) Ltd | 34.4433 | Avacare | China | 1 unit | 21 Days | 1 unit | 93.0088
RT253-20-001 | Not Applicable | THORACIC CATHETER WITHOUT TROCAR Catheter, thoracic, soft, medical grade, must be graduated every 50mm, straight non-toxic PVC, DEHP and latex Free radio-opaque, length 500mm, straight, with lateral staggered eyes. Sterile, individually peel packed. | Thoracic catheter size: 6FG, 4 lateral staggered eyes | Offer 1 | Each | Mbuso Medical Supplies (Pty) Ltd | 18.12 | Enousafe | China | 10 units | 30-44 Days | 1 pack | 95.8
RT253-20-002 | Not Applicable | THORACIC CATHETER WITHOUT TROCAR Catheter, thoracic, soft, medical grade, must be graduated every 50mm, straight non-toxic PVC, DEHP and latex Free radio-opaque, length 500mm, straight, with lateral staggered eyes. Sterile, individually peel packed. | Thoracic catheter size: 8FG, 4 lateral staggered eyes | Offer 1 | Each | Tara healthcare (Pty) Ltd | 14.28 | Sterimed | China | 20 Units Per Box | 21 Days | 200 | 94
RT253-20-002 | Not Applicable | THORACIC CATHETER WITHOUT TROCAR Catheter, thoracic, soft, medical grade, must be graduated every 50mm, straight non-toxic PVC, DEHP and latex Free radio-opaque, length 500mm, straight, with lateral staggered eyes. Sterile, individually peel packed. | Thoracic catheter size: 8FG, 4 lateral staggered eyes | Offer 1 | Each | Mbuso Medical Supplies (Pty) Ltd | 18.12 | Enousafe | China | 10 units | 30-44 Days | 1 pack | 71.5983
RT253-20-003 | Not Applicable | THORACIC CATHETER WITHOUT TROCAR Catheter, thoracic, soft, medical grade, must be graduated every 50mm, straight non-toxic PVC, DEHP and latex Free radio-opaque, length 500mm, straight, with lateral staggered eyes. Sterile, individually peel packed. | Thoracic catheter size: 10FG, 4 lateral staggered eyes | Offer 1 | Each | Dynamed Pharmaceuticals (Pty) Ltd | 11.3582 | FUSHAN | India | 40 units | 7-14 Days | 500 units | 94
RT253-20-003 | Not Applicable | THORACIC CATHETER WITHOUT TROCAR Catheter, thoracic, soft, medical grade, must be graduated every 50mm, straight non-toxic PVC, DEHP and latex Free radio-opaque, length 500mm, straight, with lateral staggered eyes. Sterile, individually peel packed. | Thoracic catheter size: 10FG, 4 lateral staggered eyes | Offer 1 | Each | Tara healthcare (Pty) Ltd | 14.28 | Sterimed | China | 20 Units Per Box | 21 Days | 200 | 70.8483
RT253-20-003 | Not Applicable | THORACIC CATHETER WITHOUT TROCAR Catheter, thoracic, soft, medical grade, must be graduated every 50mm, straight non-toxic PVC, DEHP and latex Free radio-opaque, length 500mm, straight, with lateral staggered eyes. Sterile, individually peel packed. | Thoracic catheter size: 10FG, 4 lateral staggered eyes | Offer 1 | Each | Grobir Medical Suppliers | 17.18 | Sterimed | India | 20 units | 21 Days | 1 Box | 43.8693
RT253-20-004 | Not Applicable | THORACIC CATHETER WITHOUT TROCAR Catheter, thoracic, soft, medical grade, must be graduated every 50mm, straight non-toxic PVC, DEHP and latex Free radio-opaque, length 500mm, straight, with lateral staggered eyes. Sterile, individually peel packed. | Thoracic catheter size: 12FG, 4 lateral staggered eyes | Offer 1 | Each | Dynamed Pharmaceuticals (Pty) Ltd | 11.3582 | FUSHAN | India | 40 units | 7-14 Days | 500 units | 94
RT253-20-004 | Not Applicable | THORACIC CATHETER WITHOUT TROCAR | Thoracic catheter size: 12FG, 4 lateral staggered eyes | Offer 1 | Each | Navone Medical Supplies | 12.86 | Angiplast | India | 25 units | 30 Days | 25 units | 78.1001
RT253-20-004 | Not Applicable | THORACIC CATHETER WITHOUT TROCAR Catheter, thoracic, soft, medical grade, must be graduated every 50mm, straight non-toxic PVC, DEHP and latex Free radio-opaque, length 500mm, straight, with lateral staggered eyes. Sterile, individually peel packed. | Thoracic catheter size: 12FG, 4 lateral staggered eyes | Offer 1 | Each | Tara healthcare (Pty) Ltd | 14.28 | Sterimed | China | 20 Units Per Box | 21 Days | 200 | 70.8483
RT253-20-005 | Not Applicable | THORACIC CATHETER WITHOUT TROCAR Catheter, thoracic, soft, medical grade, must be graduated every 50mm, straight non-toxic PVC, DEHP and latex Free radio-opaque, length 500mm, straight, with lateral staggered eyes. Sterile, individually peel packed. | Thoracic catheter size: 14FG, 4 lateral staggered eyes | Offer 1 | Each | Dynamed Pharmaceuticals (Pty) Ltd | 11.3582 | FUSHAN | India | 40 units | 7-14 Days | 500 units | 94
RT253-20-005 | Not Applicable | THORACIC CATHETER WITHOUT TROCAR Catheter, thoracic, soft, medical grade, must be graduated every 50mm, straight non-toxic PVC, DEHP and latex Free radio-opaque, length 500mm, straight, with lateral staggered eyes. Sterile, individually peel packed. | Thoracic catheter size: 14FG, 4 lateral staggered eyes | Offer 1 | Each | Tara healthcare (Pty) Ltd | 14.28 | Sterimed | China | 20 Units Per Box | 21 Days | 200 | 70.8483
RT253-20-005 | Not Applicable | THORACIC CATHETER WITHOUT TROCAR Catheter, thoracic, soft, medical grade, must be graduated every 50mm, straight non-toxic PVC, DEHP and latex Free radio-opaque, length 500mm, straight, with lateral staggered eyes. Sterile, individually peel packed. | Thoracic catheter size: 14FG, 4 lateral staggered eyes | Offer 1 | Each | Grobir Medical Suppliers | 16.22 | Sterimed | India | 20 units | 21 Days | 1 Box | 51.4761
RT253-20-006 | Not Applicable | THORACIC CATHETER WITHOUT TROCAR Catheter, thoracic, soft, medical grade, must be graduated every 50mm, straight non-toxic PVC, DEHP and latex Free radio-opaque, length 500mm, straight, with lateral staggered eyes. Sterile, individually peel packed. | Thoracic catheter size: 16FG, 4 lateral staggered eyes | Offer 1 | Each | Dynamed Pharmaceuticals (Pty) Ltd | 11.3582 | FUSHAN | India | 40 units | 7-14 Days | 500 units | 94
RT253-20-006 | Not Applicable | THORACIC CATHETER WITHOUT TROCAR Catheter, thoracic, soft, medical grade, must be graduated every 50mm, straight non-toxic PVC, DEHP and latex Free radio-opaque, length 500mm, straight, with lateral staggered eyes. Sterile, individually peel packed. | Thoracic catheter size: 16FG, 4 lateral staggered eyes | Offer 1 | Each | Navone Medical Supplies | 12.86 | Angiplast | India | 25 units | 30 Days | 25 units | 78.1001
RT253-20-006 | Not Applicable | THORACIC CATHETER WITHOUT TROCAR Catheter, thoracic, soft, medical grade, must be graduated every 50mm, straight non-toxic PVC, DEHP and latex Free radio-opaque, length 500mm, straight, with lateral staggered eyes. Sterile, individually peel packed. | Thoracic catheter size: 16FG, 4 lateral staggered eyes | Offer 1 | Each | Tara healthcare (Pty) Ltd | 14.28 | Sterimed | China | 20 Units Per Box | 21 Days | 200 | 70.8483
RT253-20-007 | Not Applicable | THORACIC CATHETER WITHOUT TROCAR Catheter, thoracic, soft, medical grade, must be graduated every 50mm, straight non-toxic PVC, DEHP and latex Free radio-opaque, length 500mm, straight, with lateral staggered eyes. Sterile, individually peel packed. | Thoracic catheter size: 18FG, 4 lateral staggered eyes | Offer 1 | Each | Dynamed Pharmaceuticals (Pty) Ltd | 11.3582 | FUSHAN | India | 30 units | 7-14 Days | 100 units | 94
RT253-20-007 | Not Applicable | THORACIC CATHETER WITHOUT TROCAR Catheter, thoracic, soft, medical grade, must be graduated every 50mm, straight non-toxic PVC, DEHP and latex Free radio-opaque, length 500mm, straight, with lateral staggered eyes. Sterile, individually peel packed. | Thoracic catheter size: 18FG, 4 lateral staggered eyes | Offer 1 | Each | Mbuso Medical Supplies (Pty) Ltd | 18.12 | Enousafe | China | 10 units | 30-44 Days | 1 pack | 42.2209
RT253-20-008 | Not Applicable | THORACIC CATHETER WITHOUT TROCAR Catheter, thoracic, soft, medical grade, must be graduated every 50mm, straight non-toxic PVC, DEHP and latex Free radio-opaque, length 500mm, straight, with lateral staggered eyes. Sterile, individually peel packed. | Thoracic catheter size: 20FG, 4 lateral staggered eyes | Offer 1 | Each | Dynamed Pharmaceuticals (Pty) Ltd | 11.3582 | FUSHAN | India | 30 units | 7-14 Days | 100 units | 94
RT253-20-008 | Not Applicable | THORACIC CATHETER WITHOUT TROCAR Catheter, thoracic, soft, medical grade, must be graduated every 50mm, straight non-toxic PVC, DEHP and latex Free radio-opaque, length 500mm, straight, with lateral staggered eyes. Sterile, individually peel packed. | Thoracic catheter size: 20FG, 4 lateral staggered eyes | Offer 1 | Each | Navone Medical Supplies | 12.86 | Angiplast | India | 25 units | 30 Days | 25 units | 78.1001
RT253-20-008 | Not Applicable | THORACIC CATHETER WITHOUT TROCAR Catheter, thoracic, soft, medical grade, must be graduated every 50mm, straight non-toxic PVC, DEHP and latex Free radio-opaque, length 500mm, straight, with lateral staggered eyes. Sterile, individually peel packed. | Thoracic catheter size: 20FG, 4 lateral staggered eyes | Offer 1 | Each | Tara healthcare (Pty) Ltd | 14.28 | Sterimed | China | 20 Units Per Box | 21 Days | 200 | 70.8483
RT253-20-009 | Not Applicable | THORACIC CATHETER WITHOUT TROCAR Catheter, thoracic, soft, medical grade, must be graduated every 50mm, straight non-toxic PVC, DEHP and latex Free radio-opaque, length 500mm, straight, with lateral staggered eyes. Sterile, individually peel packed. | Thoracic catheter size: 22FG, 4 lateral staggered eyes | Offer 1 | Each | Dynamed Pharmaceuticals (Pty) Ltd | 11.3582 | FUSHAN | India | 30 units | 7-14 Days | 100 units | 94
RT253-20-009 | Not Applicable | THORACIC CATHETER WITHOUT TROCAR Catheter, thoracic, soft, medical grade, must be graduated every 50mm, straight non-toxic PVC, DEHP and latex Free radio-opaque, length 500mm, straight, with lateral staggered eyes. Sterile, individually peel packed. | Thoracic catheter size: 22FG, 4 lateral staggered eyes | Offer 1 | Each | Mbuso Medical Supplies (Pty) Ltd | 18.12 | Enousafe | China | 10 units | 30-44 Days | 1 pack | 42.2209
RT253-20-010 | Not Applicable | THORACIC CATHETER WITHOUT TROCAR Catheter, thoracic, soft, medical grade, must be graduated every 50mm, straight non-toxic PVC, DEHP and latex Free radio-opaque, length 500mm, straight, with lateral staggered eyes. Sterile, individually peel packed. | Thoracic catheter size: 24FG, 4 lateral staggered eyes | Offer 1 | Each | Dynamed Pharmaceuticals (Pty) Ltd | 11.3582 | FUSHAN | India | 30 units | 7-14 Days | 100 units | 94
RT253-20-010 | Not Applicable | THORACIC CATHETER WITHOUT TROCAR Catheter, thoracic, soft, medical grade, must be graduated every 50mm, straight non-toxic PVC, DEHP and latex Free radio-opaque, length 500mm, straight, with lateral staggered eyes. Sterile, individually peel packed. | Thoracic catheter size: 24FG, 4 lateral staggered eyes | Offer 1 | Each | Tara healthcare (Pty) Ltd | 14.28 | Sterimed | China | 20 Units Per Box | 21 Days | 200 | 70.8483
RT253-20-010 | Not Applicable | THORACIC CATHETER WITHOUT TROCAR Catheter, thoracic, soft, medical grade, must be graduated every 50mm, straight non-toxic PVC, DEHP and latex Free radio-opaque, length 500mm, straight, with lateral staggered eyes. Sterile, individually peel packed. | Thoracic catheter size: 24FG, 4 lateral staggered eyes | Offer 1 | Each | Grobir Medical Suppliers | 16.22 | Sterimed | India | 20 units | 21 Days | 1 Box | 51.4761
RT253-20-011 | Not Applicable | THORACIC CATHETER WITHOUT TROCAR Catheter, thoracic, soft, medical grade, must be graduated every 50mm, straight non-toxic PVC, DEHP and latex Free radio-opaque, length 500mm, straight, with lateral staggered eyes. Sterile, individually peel packed. | Thoracic catheter size: 26FG, 4 lateral staggered eyes | Offer 1 | Each | Dynamed Pharmaceuticals (Pty) Ltd | 11.3582 | FUSHAN | India | 20 units | 7-14 Days | 4 Boxes | 94
RT253-20-011 | Not Applicable | THORACIC CATHETER WITHOUT TROCAR Catheter, thoracic, soft, medical grade, must be graduated every 50mm, straight non-toxic PVC, DEHP and latex Free radio-opaque, length 500mm, straight, with lateral staggered eyes. Sterile, individually peel packed. | Thoracic catheter size: 26FG, 4 lateral staggered eyes | Offer 1 | Each | Mbuso Medical Supplies (Pty) Ltd | 18.12 | Enousafe | China | 10 units | 30-44 Days | 1 pack | 42.2209
RT253-20-012 | Not Applicable | THORACIC CATHETER WITHOUT TROCAR Catheter, thoracic, soft, medical grade, must be graduated every 50mm, straight non-toxic PVC, DEHP and latex Free radio-opaque, length 500mm, straight, with lateral staggered eyes. Sterile, individually peel packed. | Thoracic catheter size: 28FG, 6 lateral staggered eyes | Offer 1 | Each | Dynamed Pharmaceuticals (Pty) Ltd | 11.3582 | FUSHAN | India | 20 units | 7-14 Days | 4 Boxes | 94
RT253-20-012 | Not Applicable | THORACIC CATHETER WITHOUT TROCAR Catheter, thoracic, soft, medical grade, must be graduated every 50mm, straight non-toxic PVC, DEHP and latex Free radio-opaque, length 500mm, straight, with lateral staggered eyes. Sterile, individually peel packed. | Thoracic catheter size: 28FG, 6 lateral staggered eyes | Offer 1 | Each | Tara healthcare (Pty) Ltd | 14.28 | Sterimed | China | 20 Units Per Box | 21 Days | 200 | 70.8483
RT253-20-012 | Not Applicable | THORACIC CATHETER WITHOUT TROCAR Catheter, thoracic, soft, medical grade, must be graduated every 50mm, straight non-toxic PVC, DEHP and latex Free radio-opaque, length 500mm, straight, with lateral staggered eyes. Sterile, individually peel packed. | Thoracic catheter size: 28FG, 6 lateral staggered eyes | Offer 1 | Each | Grobir Medical Suppliers | 16.22 | Sterimed | India | 20 units | 21 Days | 1 Box | 51.4761
RT253-20-013 | Not Applicable | THORACIC CATHETER WITHOUT TROCAR Catheter, thoracic, soft, medical grade, must be graduated every 50mm, straight non-toxic PVC, DEHP and latex Free radio-opaque, length 500mm, straight, with lateral staggered eyes. Sterile, individually peel packed. | Thoracic catheter size: 30FG, 6 lateral staggered eyes | Offer 1 | Each | Dynamed Pharmaceuticals (Pty) Ltd | 11.3582 | FUSHAN | India | 20 units | 7-14 Days | 4 Boxes | 94
RT253-20-013 | Not Applicable | THORACIC CATHETER WITHOUT TROCAR Catheter, thoracic, soft, medical grade, must be graduated every 50mm, straight non-toxic PVC, DEHP and latex Free radio-opaque, length 500mm, straight, with lateral staggered eyes. Sterile, individually peel packed. | Thoracic catheter size: 30FG, 6 lateral staggered eyes | Offer 1 | Each | Mbuso Medical Supplies (Pty) Ltd | 18.12 | Enousafe | China | 10 units | 30-44 Days | 1 pack | 42.2209
RT253-20-014 | Not Applicable | THORACIC CATHETER WITHOUT TROCAR Catheter, thoracic, soft, medical grade, must be graduated every 50mm, straight non-toxic PVC, DEHP and latex Free radio-opaque, length 500mm, straight, with lateral staggered eyes. Sterile, individually peel packed. | Thoracic catheter size: 32FG, 6 lateral staggered eyes | Offer 1 | Each | Dynamed Pharmaceuticals (Pty) Ltd | 11.3582 | FUSHAN | India | 10 units | 7-14 Days | 10 Boxes | 94
RT253-20-014 | Not Applicable | THORACIC CATHETER WITHOUT TROCAR Catheter, thoracic, soft, medical grade, must be graduated every 50mm, straight non-toxic PVC, DEHP and latex Free radio-opaque, length 500mm, straight, with lateral staggered eyes. Sterile, individually peel packed. | Thoracic catheter size: 32FG, 6 lateral staggered eyes | Offer 1 | Each | Tara healthcare (Pty) Ltd | 14.28 | Sterimed | China | 20 Units Per Box | 21 Days | 200 | 70.8483
RT253-20-014 | Not Applicable | THORACIC CATHETER WITHOUT TROCAR Catheter, thoracic, soft, medical grade, must be graduated every 50mm, straight non-toxic PVC, DEHP and latex Free radio-opaque, length 500mm, straight, with lateral staggered eyes. Sterile, individually peel packed. | Thoracic catheter size: 32FG, 6 lateral staggered eyes | Offer 1 | Each | Grobir Medical Suppliers | 16.22 | Sterimed | India | 20 units | 21 Days | 1 Box | 51.4761
RT253-20-015 | Not Applicable | THORACIC CATHETER WITHOUT TROCAR Catheter, thoracic, soft, medical grade, must be graduated every 50mm, straight non-toxic PVC, DEHP and latex Free radio-opaque, length 500mm, straight, with lateral staggered eyes. Sterile, individually peel packed. | Thoracic catheter size: 34FG, 6 lateral staggered eyes | Offer 1 | Each | Dynamed Pharmaceuticals (Pty) Ltd | 12.1716 | FUSHAN | India | 10 units | 7-14 Days | 10 Boxes | 94
RT253-20-015 | Not Applicable | THORACIC CATHETER WITHOUT TROCAR Catheter, thoracic, soft, medical grade, must be graduated every 50mm, straight non-toxic PVC, DEHP and latex Free radio-opaque, length 500mm, straight, with lateral staggered eyes. Sterile, individually peel packed. | Thoracic catheter size: 34FG, 6 lateral staggered eyes | Offer 1 | Each | Mbuso Medical Supplies (Pty) Ltd | 18.12 | Enousafe | China | 10 units | 30-44 Days | 1 pack | 51.816
RT253-20-016 | Not Applicable | THORACIC CATHETER WITHOUT TROCAR Catheter, thoracic, soft, medical grade, must be graduated every 50mm, straight non-toxic PVC, DEHP and latex Free radio-opaque, length 500mm, straight, with lateral staggered eyes. Sterile, individually peel packed. | Thoracic catheter size: 36FG, 6 lateral staggered eyes | Offer 1 | Each | Dynamed Pharmaceuticals (Pty) Ltd | 12.1716 | FUSHAN | India | 10 units | 7-14 Days | 10 Boxes | 94
RT253-20-016 | Not Applicable | THORACIC CATHETER WITHOUT TROCAR Catheter, thoracic, soft, medical grade, must be graduated every 50mm, straight non-toxic PVC, DEHP and latex Free radio-opaque, length 500mm, straight, with lateral staggered eyes. Sterile, individually peel packed. | Thoracic catheter size: 36FG, 6 lateral staggered eyes | Offer 1 | Each | Tara healthcare (Pty) Ltd | 14.28 | Sterimed | China | 10 Units Per Box | 21 Days | 100 | 78.4099
RT253-20-016 | Not Applicable | THORACIC CATHETER WITHOUT TROCAR Catheter, thoracic, soft, medical grade, must be graduated every 50mm, straight non-toxic PVC, DEHP and latex Free radio-opaque, length 500mm, straight, with lateral staggered eyes. Sterile, individually peel packed. | Thoracic catheter size: 36FG, 6 lateral staggered eyes | Offer 1 | Each | Grobir Medical Suppliers | 16.22 | Sterimed | India | 20 units | 21 Days | 1 Box | 60.0651
RT253-20-018 | Not Applicable | THORACIC CATHETER WITH TROCAR Catheter, thoracic drainage, with trocar: anodized aluminium with plastic handle, medical grade, non-collapsible, kink-resistant, must be graduated every 50mm, straight non-toxic PVC, DEHP and latex Free must be radio-opaque, proximal end: tapered with connector distal end: rigid open tip with two lateral staggered eyes, | Thoracic catheter size: 8FG, length: ±80mm | Offer 1 | Each | Tara healthcare (Pty) Ltd | 37.1 | Sterimed | China | 10 Units Per Box | 21 Days | 100 | 94
RT253-20-018 | Not Applicable | THORACIC CATHETER WITH TROCAR Catheter, thoracic drainage, with trocar: anodized aluminium with plastic handle, medical grade, non-collapsible, kink-resistant, must be graduated every 50mm, straight non-toxic PVC, DEHP and latex Free must be radio-opaque, proximal end: tapered with connector distal end: rigid open tip with two lateral staggered eyes, | Thoracic catheter size: 8FG, length: ±80mm | Offer 1 | Each | Grobir Medical Suppliers | 49.62 | Sterimed | India | 10 units | 21 Days | 1 Box | 59.628
RT253-20-018 | Not Applicable | THORACIC CATHETER WITH TROCAR Catheter, thoracic drainage, with trocar: anodized aluminium with plastic handle, medical grade, non-collapsible, kink-resistant, must be graduated every 50mm, straight non-toxic PVC, DEHP and latex Free must be radio-opaque, proximal end: tapered with connector distal end: rigid open tip with two lateral staggered eyes, | Thoracic catheter size: 8FG, length: ±80mm | Offer 1 | Each | Supra Healthcare Johannesburg (Pty) Ltd | 66.3941 | Thoracic Trocar | India | 1 unit | 21 Days | 1 unit | 21.945
RT253-20-019 | Not Applicable | THORACIC CATHETER WITH TROCAR Catheter, thoracic drainage, with trocar: anodized aluminium with plastic handle, medical grade, non-collapsible, kink-resistant, must be graduated every 50mm, straight non-toxic PVC, DEHP and latex Free must be radio-opaque, proximal end: tapered with connector distal end: rigid open tip with two lateral staggered eyes, | Thoracic catheter size: 10FG, length: ±80mm | Offer 1 | Each | Tara healthcare (Pty) Ltd | 37.1 | Sterimed | China | 10 Units Per Box | 21 Days | 100 | 94
RT253-20-019 | Not Applicable | THORACIC CATHETER WITH TROCAR Catheter, thoracic drainage, with trocar: anodized aluminium with plastic handle, medical grade, non-collapsible, kink-resistant, must be graduated every 50mm, straight non-toxic PVC, DEHP and latex Free must be radio-opaque, proximal end: tapered with connector distal end: rigid open tip with two lateral staggered eyes, | Thoracic catheter size: 10FG, length: ±80mm | Offer 1 | Each | Grobir Medical Suppliers | 49.62 | Sterimed | India | 10 units | 21 Days | 1 Box | 59.628
RT253-20-019 | Not Applicable | THORACIC CATHETER WITH TROCAR Catheter, thoracic drainage, with trocar: anodized aluminium with plastic handle, medical grade, non-collapsible, kink-resistant, must be graduated every 50mm, straight non-toxic PVC, DEHP and latex Free must be radio-opaque, proximal end: tapered with connector distal end: rigid open tip with two lateral staggered eyes, | Thoracic catheter size: 10FG, length: ±80mm | Offer 1 | Each | Dynamed Pharmaceuticals (Pty) Ltd | 54.5076 | La-Med | India | 25 units | 7-14 Days | 4 Boxes | 51.7713
RT253-20-020 | Not Applicable | THORACIC CATHETER WITH TROCAR Catheter, thoracic drainage, with trocar: anodized aluminium with plastic handle, medical grade, non-collapsible, kink-resistant, must be graduated every 50mm, straight non-toxic PVC, DEHP and latex Free must be radio-opaque, proximal end: tapered with connector distal end: rigid open tip with two lateral staggered eyes, | Thoracic catheter size: 12FG, length: ±250mm | Offer 1 | Each | Grobir Medical Suppliers | 49.62 | Sterimed | India | 10 units | 21 Days | 1 Box | 90
RT253-20-020 | Not Applicable | THORACIC CATHETER WITH TROCAR Catheter, thoracic drainage, with trocar: anodized aluminium with plastic handle, medical grade, non-collapsible, kink-resistant, must be graduated every 50mm, straight non-toxic PVC, DEHP and latex Free must be radio-opaque, proximal end: tapered with connector distal end: rigid open tip with two lateral staggered eyes, | Thoracic catheter size: 12FG, length: ±250mm | Offer 1 | Each | Dynamed Pharmaceuticals (Pty) Ltd | 54.5076 | La-Med | India | 25 units | 7-14 Days | 4 Boxes | 85.1349
RT253-20-020 | Not Applicable | THORACIC CATHETER WITH TROCAR Catheter, thoracic drainage, with trocar: anodized aluminium with plastic handle, medical grade, non-collapsible, kink-resistant, must be graduated every 50mm, straight non-toxic PVC, DEHP and latex Free must be radio-opaque, proximal end: tapered with connector distal end: rigid open tip with two lateral staggered eyes, | Thoracic catheter size: 12FG, length: ±250mm | Offer 1 | Each | Supra Healthcare Johannesburg (Pty) Ltd | 66.3941 | Thoracic Trocar | India | 1 unit | 21 Days | 1 unit | 62.5842
RT253-20-021 | Not Applicable | THORACIC CATHETER WITH TROCAR Catheter, thoracic drainage, with trocar: anodized aluminium with plastic handle, medical grade, non-collapsible, kink-resistant, must be graduated every 50mm, straight non-toxic PVC, DEHP and latex Free must be radio-opaque, proximal end: tapered with connector distal end: rigid open tip with two lateral staggered eyes, | Thoracic catheter size: 14FG, length: ±250mm | Offer 1 | Each | Tara healthcare (Pty) Ltd | 37.1 | Sterimed | China | 10 Units Per Box | 21 Days | 100 | 94
RT253-20-021 | Not Applicable | THORACIC CATHETER WITH TROCAR Catheter, thoracic drainage, with trocar: anodized aluminium with plastic handle, medical grade, non-collapsible, kink-resistant, must be graduated every 50mm, straight non-toxic PVC, DEHP and latex Free must be radio-opaque, proximal end: tapered with connector distal end: rigid open tip with two lateral staggered eyes, | Thoracic catheter size: 14FG, length: ±250mm | Offer 1 | Each | Grobir Medical Suppliers | 49.62 | Sterimed | India | 10 units | 21 Days | 1 Box | 59.628
RT253-20-021 | Not Applicable | THORACIC CATHETER WITH TROCAR Catheter, thoracic drainage, with trocar: anodized aluminium with plastic handle, medical grade, non-collapsible, kink-resistant, must be graduated every 50mm, straight non-toxic PVC, DEHP and latex Free must be radio-opaque, proximal end: tapered with connector distal end: rigid open tip with two lateral staggered eyes, | Thoracic catheter size: 14FG, length: ±250mm | Offer 1 | Each | Dynamed Pharmaceuticals (Pty) Ltd | 54.5076 | La-Med | India | 25 units | 7-14 Days | 4 Boxes | 51.7713
RT253-20-022 | Not Applicable | THORACIC CATHETER WITH TROCAR Catheter, thoracic drainage, with trocar: anodized aluminium with plastic handle, medical grade, non-collapsible, kink-resistant, must be graduated every 50mm, straight non-toxic PVC, DEHP and latex Free must be radio-opaque, proximal end: tapered with connector distal end: rigid open tip with two lateral staggered eyes, | Thoracic catheter size: 16FG, length: ±250mm | Offer 1 | Each | Access Medical (Pty) Ltd | 34.86 | Access | China | 10 units | 14 Days | 1 Box | 94
RT253-20-022 | Not Applicable | THORACIC CATHETER WITH TROCAR Catheter, thoracic drainage, with trocar: anodized aluminium with plastic handle, medical grade, non-collapsible, kink-resistant, must be graduated every 50mm, straight non-toxic PVC, DEHP and latex Free must be radio-opaque, proximal end: tapered with connector distal end: rigid open tip with two lateral staggered eyes, | Thoracic catheter size: 16FG, length: ±250mm | Offer 1 | Each | Tara healthcare (Pty) Ltd | 37.1 | Sterimed | China | 10 Units Per Box | 21 Days | 100 | 88.2169
RT253-20-022 | Not Applicable | THORACIC CATHETER WITH TROCAR Catheter, thoracic drainage, with trocar: anodized aluminium with plastic handle, medical grade, non-collapsible, kink-resistant, must be graduated every 50mm, straight non-toxic PVC, DEHP and latex Free must be radio-opaque, proximal end: tapered with connector distal end: rigid open tip with two lateral staggered eyes, | Thoracic catheter size: 16FG, length: ±250mm | Offer 1 | Each | Grobir Medical Suppliers | 49.62 | Sterimed | India | 10 units | 21 Days | 1 Box | 51.8933
RT253-20-023 | Not Applicable | THORACIC CATHETER WITH TROCAR Catheter, thoracic drainage, with trocar: anodized aluminium with plastic handle, medical grade, non-collapsible, kink-resistant, must be graduated every 50mm, straight non-toxic PVC, DEHP and latex Free must be radio-opaque, proximal end: tapered with connector distal end: rigid open tip with two lateral staggered eyes, | Thoracic catheter size: 18FG, length: ±400mm | Offer 1 | Each | Access Medical (Pty) Ltd | 34.86 | Access | China | 10 units | 14 Days | 1 Box | 94
RT253-20-023 | Not Applicable | THORACIC CATHETER WITH TROCAR Catheter, thoracic drainage, with trocar: anodized aluminium with plastic handle, medical grade, non-collapsible, kink-resistant, must be graduated every 50mm, straight non-toxic PVC, DEHP and latex Free must be radio-opaque, proximal end: tapered with connector distal end: rigid open tip with two lateral staggered eyes, | Thoracic catheter size: 18FG, length: ±400mm | Offer 1 | Each | Mbuso Medical Supplies (Pty) Ltd | 52.25 | Enousafe | China | 1 unit | 30-44 Days | 1 pack | 50.9033
RT253-20-023 | Not Applicable | THORACIC CATHETER WITH TROCAR Catheter, thoracic drainage, with trocar: anodized aluminium with plastic handle, medical grade, non-collapsible, kink-resistant, must be graduated every 50mm, straight non-toxic PVC, DEHP and latex Free must be radio-opaque, proximal end: tapered with connector distal end: rigid open tip with two lateral staggered eyes, | Thoracic catheter size: 18FG, length: ±400mm | Offer 1 | Each | Dynamed Pharmaceuticals (Pty) Ltd | 54.5076 | La-Med | India | 25 units | 7-14 Days | 4 Boxes | 43.2747
RT253-20-024 | Not Applicable | THORACIC CATHETER WITH TROCAR Catheter, thoracic drainage, with trocar: anodized aluminium with plastic handle, medical grade, non-collapsible, kink-resistant, must be graduated every 50mm, straight non-toxic PVC, DEHP and latex Free must be radio-opaque, proximal end: tapered with connector distal end: rigid open tip with two lateral staggered eyes, | Thoracic catheter size: 20FG, length: ±400mm | Offer 1 | Each | Access Medical (Pty) Ltd | 34.86 | Access | China | 10 units | 14 Days | 1 Box | 94
RT253-20-024 | Not Applicable | THORACIC CATHETER WITH TROCAR Catheter, thoracic drainage, with trocar: anodized aluminium with plastic handle, medical grade, non-collapsible, kink-resistant, must be graduated every 50mm, straight non-toxic PVC, DEHP and latex Free must be radio-opaque, proximal end: tapered with connector distal end: rigid open tip with two lateral staggered eyes, | Thoracic catheter size: 20FG, length: ±400mm | Offer 1 | Each | Tara healthcare (Pty) Ltd | 37.1 | Sterimed | China | 10 Units Per Box | 21 Days | 100 | 88.2169
RT253-20-024 | Not Applicable | THORACIC CATHETER WITH TROCAR Catheter, thoracic drainage, with trocar: anodized aluminium with plastic handle, medical grade, non-collapsible, kink-resistant, must be graduated every 50mm, straight non-toxic PVC, DEHP and latex Free must be radio-opaque, proximal end: tapered with connector distal end: rigid open tip with two lateral staggered eyes, | Thoracic catheter size: 20FG, length: ±400mm | Offer 1 | Each | Grobir Medical Suppliers | 49.62 | Sterimed | India | 10 units | 21 Days | 1 Box | 51.8933
RT253-20-025 | Not Applicable | THORACIC CATHETER WITH TROCAR Catheter, thoracic drainage, with trocar: anodized aluminium with plastic handle, medical grade, non-collapsible, kink-resistant, must be graduated every 50mm, straight non-toxic PVC, DEHP and latex Free must be radio-opaque, proximal end: tapered with connector distal end: rigid open tip with two lateral staggered eyes, | Thoracic catheter size: 22FG, length: ±400mm | Offer 1 | Each | Access Medical (Pty) Ltd | 34.86 | Access | China | 10 units | 14 Days | 1 Box | 94
RT253-20-025 | Not Applicable | THORACIC CATHETER WITH TROCAR Catheter, thoracic drainage, with trocar: anodized aluminium with plastic handle, medical grade, non-collapsible, kink-resistant, must be graduated every 50mm, straight non-toxic PVC, DEHP and latex Free must be radio-opaque, proximal end: tapered with connector distal end: rigid open tip with two lateral staggered eyes, | Thoracic catheter size: 22FG, length: ±400mm | Offer 1 | Each | Mbuso Medical Supplies (Pty) Ltd | 52.25 | Enousafe | China | 1 unit | 30-44 Days | 1 pack | 50.9033
RT253-20-025 | Not Applicable | THORACIC CATHETER WITH TROCAR Catheter, thoracic drainage, with trocar: anodized aluminium with plastic handle, medical grade, non-collapsible, kink-resistant, must be graduated every 50mm, straight non-toxic PVC, DEHP and latex Free must be radio-opaque, proximal end: tapered with connector distal end: rigid open tip with two lateral staggered eyes, | Thoracic catheter size: 22FG, length: ±400mm | Offer 1 | Each | Dynamed Pharmaceuticals (Pty) Ltd | 54.5076 | La-Med | India | 25 units | 7-14 Days | 4 Boxes | 43.2747
RT253-20-026 | Not Applicable | THORACIC CATHETER WITH TROCAR Catheter, thoracic drainage, with trocar: anodized aluminium with plastic handle, medical grade, non-collapsible, kink-resistant, must be graduated every 50mm, straight non-toxic PVC, DEHP and latex Free must be radio-opaque, proximal end: tapered with connector distal end: rigid open tip with two lateral staggered eyes, | Thoracic catheter size: 24FG, length: ±400mm | Offer 1 | Each | Access Medical (Pty) Ltd | 34.86 | Access | China | 10 units | 14 Days | 1 Box | 94
RT253-20-026 | Not Applicable | THORACIC CATHETER WITH TROCAR Catheter, thoracic drainage, with trocar: anodized aluminium with plastic handle, medical grade, non-collapsible, kink-resistant, must be graduated every 50mm, straight non-toxic PVC, DEHP and latex Free must be radio-opaque, proximal end: tapered with connector distal end: rigid open tip with two lateral staggered eyes, | Thoracic catheter size: 24FG, length: ±400mm | Offer 1 | Each | Tara healthcare (Pty) Ltd | 37.1 | Sterimed | China | 10 Units Per Box | 21 Days | 100 | 88.2169
RT253-20-026 | Not Applicable | THORACIC CATHETER WITH TROCAR Catheter, thoracic drainage, with trocar: anodized aluminium with plastic handle, medical grade, non-collapsible, kink-resistant, must be graduated every 50mm, straight non-toxic PVC, DEHP and latex Free must be radio-opaque, proximal end: tapered with connector distal end: rigid open tip with two lateral staggered eyes, | Thoracic catheter size: 24FG, length: ±400mm | Offer 1 | Each | Logan Medical And Surgical (Pty) Ltd | 48.13 | Accura | China | 10 units | 7 Days | 10 Boxes | 59.7401
RT253-20-027 | Not Applicable | THORACIC CATHETER WITH TROCAR Catheter, thoracic drainage, with trocar: anodized aluminium with plastic handle, medical grade, non-collapsible, kink-resistant, must be graduated every 50mm, straight non-toxic PVC, DEHP and latex Free must be radio-opaque, proximal end: tapered with connector distal end: rigid open tip with two lateral staggered eyes, | Thoracic catheter size: 26FG, length: ±400mm | Offer 1 | Each | Access Medical (Pty) Ltd | 34.86 | Access | China | 10 units | 14 Days | 1 Box | 94
RT253-20-027 | Not Applicable | THORACIC CATHETER WITH TROCAR Catheter, thoracic drainage, with trocar: anodized aluminium with plastic handle, medical grade, non-collapsible, kink-resistant, must be graduated every 50mm, straight non-toxic PVC, DEHP and latex Free must be radio-opaque, proximal end: tapered with connector distal end: rigid open tip with two lateral staggered eyes, | Thoracic catheter size: 26FG, length: ±400mm | Offer 1 | Each | Mbuso Medical Supplies (Pty) Ltd | 52.25 | Enousafe | China | 1 unit | 30-44 Days | 1 pack | 50.9033
RT253-20-027 | Not Applicable | THORACIC CATHETER WITH TROCAR Catheter, thoracic drainage, with trocar: anodized aluminium with plastic handle, medical grade, non-collapsible, kink-resistant, must be graduated every 50mm, straight non-toxic PVC, DEHP and latex Free must be radio-opaque, proximal end: tapered with connector distal end: rigid open tip with two lateral staggered eyes, | Thoracic catheter size: 26FG, length: ±400mm | Offer 1 | Each | Dynamed Pharmaceuticals (Pty) Ltd | 54.5076 | La-Med | India | 25 units | 7-14 Days | 4 Boxes | 43.2747
RT253-20-028 | Not Applicable | THORACIC CATHETER WITH TROCAR Catheter, thoracic drainage, with trocar: anodized aluminium with plastic handle, medical grade, non-collapsible, kink-resistant, must be graduated every 50mm, straight non-toxic PVC, DEHP and latex Free must be radio-opaque, proximal end: tapered with connector distal end: rigid open tip with two lateral staggered eyes, | Thoracic catheter size: 28FG, length: ±400mm | Offer 1 | Each | Access Medical (Pty) Ltd | 34.86 | Access | China | 10 units | 14 Days | 1 Box | 94
RT253-20-028 | Not Applicable | THORACIC CATHETER WITH TROCAR Catheter, thoracic drainage, with trocar: anodized aluminium with plastic handle, medical grade, non-collapsible, kink-resistant, must be graduated every 50mm, straight non-toxic PVC, DEHP and latex Free must be radio-opaque, proximal end: tapered with connector distal end: rigid open tip with two lateral staggered eyes, | Thoracic catheter size: 28FG, length: ±400mm | Offer 1 | Each | Tara healthcare (Pty) Ltd | 37.1 | Sterimed | China | 10 Units Per Box | 21 Days | 100 | 88.2169
RT253-20-028 | Not Applicable | THORACIC CATHETER WITH TROCAR Catheter, thoracic drainage, with trocar: anodized aluminium with plastic handle, medical grade, non-collapsible, kink-resistant, must be graduated every 50mm, straight non-toxic PVC, DEHP and latex Free must be radio-opaque, proximal end: tapered with connector distal end: rigid open tip with two lateral staggered eyes, | Thoracic catheter size: 28FG, length: ±400mm | Offer 1 | Each | Logan Medical And Surgical (Pty) Ltd | 48.13 | Accura | China | 10 units | 7 Days | 10 Boxes | 59.7401
RT253-20-029 | Not Applicable | THORACIC CATHETER WITH TROCAR Catheter, thoracic drainage, with trocar: anodized aluminium with plastic handle, medical grade, non-collapsible, kink-resistant, must be graduated every 50mm, straight non-toxic PVC, DEHP and latex Free must be radio-opaque, proximal end: tapered with connector distal end: rigid open tip with two lateral staggered eyes, | Thoracic catheter size: 30FG, length: ±400mm | Offer 1 | Each | Access Medical (Pty) Ltd | 34.86 | Access | China | 10 units | 14 Days | 1 Box | 94
RT253-20-029 | Not Applicable | THORACIC CATHETER WITH TROCAR Catheter, thoracic drainage, with trocar: anodized aluminium with plastic handle, medical grade, non-collapsible, kink-resistant, must be graduated every 50mm, straight non-toxic PVC, DEHP and latex Free must be radio-opaque, proximal end: tapered with connector distal end: rigid open tip with two lateral staggered eyes, | Thoracic catheter size: 30FG, length: ±400mm | Offer 1 | Each | Mbuso Medical Supplies (Pty) Ltd | 52.25 | Enousafe | China | 1 unit | 30-44 Days | 1 pack | 50.9033
RT253-20-029 | Not Applicable | THORACIC CATHETER WITH TROCAR Catheter, thoracic drainage, with trocar: anodized aluminium with plastic handle, medical grade, non-collapsible, kink-resistant, must be graduated every 50mm, straight non-toxic PVC, DEHP and latex Free must be radio-opaque, proximal end: tapered with connector distal end: rigid open tip with two lateral staggered eyes, | Thoracic catheter size: 30FG, length: ±400mm | Offer 1 | Each | Dynamed Pharmaceuticals (Pty) Ltd | 54.5076 | La-Med | India | 25 units | 7-14 Days | 4 Boxes | 43.2747
RT253-20-030 | Not Applicable | THORACIC CATHETER WITH TROCAR Catheter, thoracic drainage, with trocar: anodized aluminium with plastic handle, medical grade, non-collapsible, kink-resistant, must be graduated every 50mm, straight non-toxic PVC, DEHP and latex Free must be radio-opaque, proximal end: tapered with connector distal end: rigid open tip with two lateral staggered eyes, | Thoracic catheter size: 32FG, length: ±400mm | Offer 1 | Each | Access Medical (Pty) Ltd | 34.86 | Access | China | 10 units | 14 Days | 1 Box | 94
RT253-20-030 | Not Applicable | THORACIC CATHETER WITH TROCAR Catheter, thoracic drainage, with trocar: anodized aluminium with plastic handle, medical grade, non-collapsible, kink-resistant, must be graduated every 50mm, straight non-toxic PVC, DEHP and latex Free must be radio-opaque, proximal end: tapered with connector distal end: rigid open tip with two lateral staggered eyes, | Thoracic catheter size: 32FG, length: ±400mm | Offer 1 | Each | Tara healthcare (Pty) Ltd | 37.1 | Sterimed | China | 10 Units Per Box | 21 Days | 100 | 88.2169
RT253-20-030 | Not Applicable | THORACIC CATHETER WITH TROCAR Catheter, thoracic drainage, with trocar: anodized aluminium with plastic handle, medical grade, non-collapsible, kink-resistant, must be graduated every 50mm, straight non-toxic PVC, DEHP and latex Free must be radio-opaque, proximal end: tapered with connector distal end: rigid open tip with two lateral staggered eyes, | Thoracic catheter size: 32FG, length: ±400mm | Offer 1 | Each | Logan Medical And Surgical (Pty) Ltd | 48.13 | Accura | China | 10 units | 7 Days | 10 Boxes | 59.7401
RT253-20-031 | Not Applicable | THORACIC CATHETER WITH TROCAR Catheter, thoracic drainage, with trocar: anodized aluminium with plastic handle, medical grade, non-collapsible, kink-resistant, must be graduated every 50mm, straight non-toxic PVC, DEHP and latex Free must be radio-opaque, proximal end: tapered with connector distal end: rigid open tip with two lateral staggered eyes, | Thoracic catheter size: 34FG, length: ±400mm | Offer 1 | Each | Mbuso Medical Supplies (Pty) Ltd | 52.25 | Enousafe | China | 1 unit | 30-44 Days | 1 pack | 95.8
RT253-20-031 | Not Applicable | THORACIC CATHETER WITH TROCAR Catheter, thoracic drainage, with trocar: anodized aluminium with plastic handle, medical grade, non-collapsible, kink-resistant, must be graduated every 50mm, straight non-toxic PVC, DEHP and latex Free must be radio-opaque, proximal end: tapered with connector distal end: rigid open tip with two lateral staggered eyes, | Thoracic catheter size: 34FG, length: ±400mm | Offer 1 | Each | Dynamed Pharmaceuticals (Pty) Ltd | 54.5076 | La-Med | India | 25 units | 7-14 Days | 2 Boxes | 90.1113
RT253-20-032 | Not Applicable | THORACIC CATHETER WITH TROCAR Catheter, thoracic drainage, with trocar: anodized aluminium with plastic handle, medical grade, non-collapsible, kink-resistant, must be graduated every 50mm, straight non-toxic PVC, DEHP and latex Free must be radio-opaque, proximal end: tapered with connector distal end: rigid open tip with two lateral staggered eyes, | Thoracic catheter size: 36FG, length: ±400mm | Offer 1 | Each | Access Medical (Pty) Ltd | 34.86 | Access | China | 10 units | 14 Days | 1 Box | 94
RT253-20-032 | Not Applicable | THORACIC CATHETER WITH TROCAR Catheter, thoracic drainage, with trocar: anodized aluminium with plastic handle, medical grade, non-collapsible, kink-resistant, must be graduated every 50mm, straight non-toxic PVC, DEHP and latex Free must be radio-opaque, proximal end: tapered with connector distal end: rigid open tip with two lateral staggered eyes, | Thoracic catheter size: 36FG, length: ±400mm | Offer 1 | Each | Tara healthcare (Pty) Ltd | 37.1 | Sterimed | China | 10 Units Per Box | 21 Days | 100 | 88.2169
RT253-20-032 | Not Applicable | THORACIC CATHETER WITH TROCAR Catheter, thoracic drainage, with trocar: anodized aluminium with plastic handle, medical grade, non-collapsible, kink-resistant, must be graduated every 50mm, straight non-toxic PVC, DEHP and latex Free must be radio-opaque, proximal end: tapered with connector distal end: rigid open tip with two lateral staggered eyes, | Thoracic catheter size: 36FG, length: ±400mm | Offer 1 | Each | Logan Medical And Surgical (Pty) Ltd | 48.13 | Accura | China | 10 units | 7 Days | 10 Boxes | 59.7401
RT253-21-001 | Not Applicable | URINARY CATHETER 2-WAY SILICONE-ELASTOMER-COATED LATEX Catheter, urethral, Foley, two-way, silicone-elastomer-coated latex, proximal end: one tapered end and one balloon port with a non-return valve and a fitting for a syringe, distal end: closed round tip with two lateral eyes distal to a balloon, sterile, individually peel packed, double wrapped - inner pouch unsealed | Urinary catheter size: 6FG with the introducer, balloon capacity: 2ml to 3ml | Offer 1 | Each | Logan Medical And Surgical (Pty) Ltd | 8.15 | Accura | China | 10 units | 7 Days | 10 Boxes | 94
RT253-21-003 | Not Applicable | URINARY CATHETER 2-WAY SILICONE-ELASTOMER-COATED LATEX Catheter, urethral, Foley, two-way, silicone-elastomer-coated latex, proximal end: one tapered end and one balloon port with a non-return valve and a fitting for a syringe, distal end: closed round tip with two lateral eyes distal to a balloon, sterile, individually peel packed, double wrapped - inner pouch unsealed | Urinary catheter size: 10FG with the introducer, balloon capacity: 3ml to 5ml | Offer 1 | Each | Logan Medical And Surgical (Pty) Ltd | 6.64 | Accura | China | 10 units | 7 Days | 10 Boxes | 94
RT253-21-004 | Not Applicable | URINARY CATHETER 2-WAY SILICONE-ELASTOMER-COATED LATEX Catheter, urethral, Foley, two-way, silicone-elastomer-coated latex, proximal end: one tapered end and one balloon port with a non-return valve and a fitting for a syringe, distal end: closed round tip with two lateral eyes distal to a balloon, sterile, individually peel packed, double wrapped - inner pouch unsealed | Urinary catheter size: 12FG with the introducer, balloon capacity: 5ml | Offer 1 | Each | Logan Medical And Surgical (Pty) Ltd | 5.8541 | Accura | China | 10 units | 7 Days | 10 Boxes | 94
RT253-21-004 | Not Applicable | URINARY CATHETER 2-WAY SILICONE-ELASTOMER-COATED LATEX Catheter, urethral, Foley, two-way, silicone-elastomer-coated latex, proximal end: one tapered end and one balloon port with a non-return valve and a fitting for a syringe, distal end: closed round tip with two lateral eyes distal to a balloon, sterile, individually peel packed, double wrapped - inner pouch unsealed | Urinary catheter size: 12FG with the introducer, balloon capacity: 5ml | Offer 1 | Each | Supra Healthcare Johannesburg (Pty) Ltd | 7.9109 | Avacare | China | 1 unit | 21 Days | 1 unit | 61.3891
RT253-21-005 | Not Applicable | URINARY CATHETER 2-WAY SILICONE-ELASTOMER-COATED LATEX Catheter, urethral, Foley, two-way, silicone-elastomer-coated latex, proximal end: one tapered end and one balloon port with a non-return valve and a fitting for a syringe, distal end: closed round tip with two lateral eyes distal to a balloon, sterile, individually peel packed, double wrapped - inner pouch unsealed | Urinary catheter size: 14FG with the introducer, balloon capacity: 5ml | Offer 1 | Each | Logan Medical And Surgical (Pty) Ltd | 5.8541 | Accura | China | 10 units | 7 Days | 10 Boxes | 94
RT253-21-005 | Not Applicable | URINARY CATHETER 2-WAY SILICONE-ELASTOMER-COATED LATEX Catheter, urethral, Foley, two-way, silicone-elastomer-coated latex, proximal end: one tapered end and one balloon port with a non-return valve and a fitting for a syringe, distal end: closed round tip with two lateral eyes distal to a balloon, sterile, individually peel packed, double wrapped - inner pouch unsealed | Urinary catheter size: 14FG with the introducer, balloon capacity: 5ml | Offer 1 | Each | Supra Healthcare Johannesburg (Pty) Ltd | 7.8719 | Avacare | China | 1 unit | 21 Days | 1 unit | 61.9882
RT253-21-006 | Not Applicable | URINARY CATHETER 2-WAY SILICONE-ELASTOMER-COATED LATEX Catheter, urethral, Foley, two-way, silicone-elastomer-coated latex, proximal end: one tapered end and one balloon port with a non-return valve and a fitting for a syringe, distal end: closed round tip with two lateral eyes distal to a balloon, sterile, individually peel packed, double wrapped - inner pouch unsealed | Urinary catheter size: 16FG with the introducer, balloon capacity: 5ml | Offer 1 | Each | Logan Medical And Surgical (Pty) Ltd | 5.8541 | Accura | China | 10 units | 7 Days | 10 Boxes | 94
RT253-21-006 | Not Applicable | URINARY CATHETER 2-WAY SILICONE-ELASTOMER-COATED LATEX Catheter, urethral, Foley, two-way, silicone-elastomer-coated latex, proximal end: one tapered end and one balloon port with a non-return valve and a fitting for a syringe, distal end: closed round tip with two lateral eyes distal to a balloon, sterile, individually peel packed, double wrapped - inner pouch unsealed | Urinary catheter size: 16FG with the introducer, balloon capacity: 5ml | Offer 1 | Each | Supra Healthcare Johannesburg (Pty) Ltd | 7.8719 | Avacare | China | 1 unit | 21 Days | 1 unit | 61.9882
RT253-21-007 | Not Applicable | URINARY CATHETER 2-WAY SILICONE-ELASTOMER-COATED LATEX Catheter, urethral, Foley, two-way, silicone-elastomer-coated latex, proximal end: one tapered end and one balloon port with a non-return valve and a fitting for a syringe, distal end: closed round tip with two lateral eyes distal to a balloon, sterile, individually peel packed, double wrapped - inner pouch unsealed | Urinary catheter size: 18FG with the introducer, balloon capacity: 5ml | Offer 1 | Each | Logan Medical And Surgical (Pty) Ltd | 5.8541 | Accura | China | 10 units | 7 Days | 10 Boxes | 94
RT253-21-007 | Not Applicable | URINARY CATHETER 2-WAY SILICONE-ELASTOMER-COATED LATEX Catheter, urethral, Foley, two-way, silicone-elastomer-coated latex, proximal end: one tapered end and one balloon port with a non-return valve and a fitting for a syringe, distal end: closed round tip with two lateral eyes distal to a balloon, sterile, individually peel packed, double wrapped - inner pouch unsealed | Urinary catheter size: 18FG with the introducer, balloon capacity: 5ml | Offer 1 | Each | Supra Healthcare Johannesburg (Pty) Ltd | 8.5025 | Avacare | China | 1 unit | 21 Days | 1 unit | 52.2944
RT253-21-008 | Not Applicable | URINARY CATHETER 2-WAY SILICONE-ELASTOMER-COATED LATEX Catheter, urethral, Foley, two-way, silicone-elastomer-coated latex, proximal end: one tapered end and one balloon port with a non-return valve and a fitting for a syringe, distal end: closed round tip with two lateral eyes distal to a balloon, sterile, individually peel packed, double wrapped - inner pouch unsealed | Urinary catheter size: 20FG with the introducer, balloon capacity: 5ml | Offer 1 | Each | Logan Medical And Surgical (Pty) Ltd | 6.64 | Accura | China | 10 units | 7 Days | 10 Boxes | 94
RT253-21-008 | Not Applicable | URINARY CATHETER 2-WAY SILICONE-ELASTOMER-COATED LATEX Catheter, urethral, Foley, two-way, silicone-elastomer-coated latex, proximal end: one tapered end and one balloon port with a non-return valve and a fitting for a syringe, distal end: closed round tip with two lateral eyes distal to a balloon, sterile, individually peel packed, double wrapped - inner pouch unsealed | Urinary catheter size: 20FG with the introducer, balloon capacity: 5ml | Offer 1 | Each | Supra Healthcare Johannesburg (Pty) Ltd | 8.5025 | Avacare | China | 1 unit | 21 Days | 1 unit | 67.7646
RT253-21-009 | Not Applicable | URINARY CATHETER 2-WAY SILICONE-ELASTOMER-COATED LATEX Catheter, urethral, Foley, two-way, silicone-elastomer-coated latex, proximal end: one tapered end and one balloon port with a non-return valve and a fitting for a syringe, distal end: closed round tip with two lateral eyes distal to a balloon, sterile, individually peel packed, double wrapped - inner pouch unsealed | Urinary catheter size: 22FG with the introducer, balloon capacity: 5ml | Offer 1 | Each | Logan Medical And Surgical (Pty) Ltd | 6.64 | Accura | China | 10 units | 7 Days | 10 Boxes | 94
RT253-21-010 | Not Applicable | URINARY CATHETER 2-WAY SILICONE-ELASTOMER-COATED LATEX Catheter, urethral, Foley, two-way, silicone-elastomer-coated latex, proximal end: one tapered end and one balloon port with a non-return valve and a fitting for a syringe, distal end: closed round tip with two lateral eyes distal to a balloon, sterile, individually peel packed, double wrapped - inner pouch unsealed | Urinary catheter size: 12FG with the introducer, balloon capacity: 30ml | Offer 1 | Each | Logan Medical And Surgical (Pty) Ltd | 6.0687 | Accura | China | 10 units | 7 Days | 10 Boxes | 94
RT253-21-011 | Not Applicable | URINARY CATHETER 2-WAY SILICONE-ELASTOMER-COATED LATEX Catheter, urethral, Foley, two-way, silicone-elastomer-coated latex, proximal end: one tapered end and one balloon port with a non-return valve and a fitting for a syringe, distal end: closed round tip with two lateral eyes distal to a balloon, sterile, individually peel packed, double wrapped - inner pouch unsealed | Urinary catheter size: 14FG with the introducer, balloon capacity: 30ml | Offer 1 | Each | Logan Medical And Surgical (Pty) Ltd | 6.0687 | Accura | China | 10 units | 7 Days | 10 Boxes | 94
RT253-21-011 | Not Applicable | URINARY CATHETER 2-WAY SILICONE-ELASTOMER-COATED LATEX Catheter, urethral, Foley, two-way, silicone-elastomer-coated latex, proximal end: one tapered end and one balloon port with a non-return valve and a fitting for a syringe, distal end: closed round tip with two lateral eyes distal to a balloon, sterile, individually peel packed, double wrapped - inner pouch unsealed | Urinary catheter size: 14FG with the introducer, balloon capacity: 30ml | Offer 1 | Each | Supra Healthcare Johannesburg (Pty) Ltd | 7.8719 | Avacare | China | 1 unit | 21 Days | 1 unit | 66.2667
RT253-21-012 | Not Applicable | URINARY CATHETER 2-WAY SILICONE-ELASTOMER-COATED LATEX Catheter, urethral, Foley, two-way, silicone-elastomer-coated latex, proximal end: one tapered end and one balloon port with a non-return valve and a fitting for a syringe, distal end: closed round tip with two lateral eyes distal to a balloon, sterile, individually peel packed, double wrapped - inner pouch unsealed | Urinary catheter size: 16FG with the introducer, balloon capacity: 30ml | Offer 1 | Each | Logan Medical And Surgical (Pty) Ltd | 6.0687 | Accura | China | 10 units | 7 Days | 10 Boxes | 94
RT253-21-012 | Not Applicable | URINARY CATHETER 2-WAY SILICONE-ELASTOMER-COATED LATEX Catheter, urethral, Foley, two-way, silicone-elastomer-coated latex, proximal end: one tapered end and one balloon port with a non-return valve and a fitting for a syringe, distal end: closed round tip with two lateral eyes distal to a balloon, sterile, individually peel packed, double wrapped - inner pouch unsealed | Urinary catheter size: 16FG with the introducer, balloon capacity: 30ml | Offer 1 | Each | Supra Healthcare Johannesburg (Pty) Ltd | 7.8719 | Avacare | China | 1 unit | 21 Days | 1 unit | 66.2667
RT253-21-013 | Not Applicable | URINARY CATHETER 2-WAY SILICONE-ELASTOMER-COATED LATEX Catheter, urethral, Foley, two-way, silicone-elastomer-coated latex, proximal end: one tapered end and one balloon port with a non-return valve and a fitting for a syringe, distal end: closed round tip with two lateral eyes distal to a balloon, sterile, individually peel packed, double wrapped - inner pouch unsealed | Urinary catheter size: 18FG with the introducer, balloon capacity: 30ml | Offer 1 | Each | Logan Medical And Surgical (Pty) Ltd | 6.0687 | Accura | China | 10 units | 7 Days | 10 Boxes | 94
RT253-21-013 | Not Applicable | URINARY CATHETER 2-WAY SILICONE-ELASTOMER-COATED LATEX Catheter, urethral, Foley, two-way, silicone-elastomer-coated latex, proximal end: one tapered end and one balloon port with a non-return valve and a fitting for a syringe, distal end: closed round tip with two lateral eyes distal to a balloon, sterile, individually peel packed, double wrapped - inner pouch unsealed | Urinary catheter size: 18FG with the introducer, balloon capacity: 30ml | Offer 1 | Each | Supra Healthcare Johannesburg (Pty) Ltd | 8.5025 | Avacare | China | 1 unit | 21 Days | 1 unit | 56.9156
RT253-21-014 | Not Applicable | URINARY CATHETER 2-WAY SILICONE-ELASTOMER-COATED LATEX Catheter, urethral, Foley, two-way, silicone-elastomer-coated latex, proximal end: one tapered end and one balloon port with a non-return valve and a fitting for a syringe, distal end: closed round tip with two lateral eyes distal to a balloon, sterile, individually peel packed, double wrapped - inner pouch unsealed | Urinary catheter size: 20FG with the introducer, balloon capacity: 30ml | Offer 1 | Each | Logan Medical And Surgical (Pty) Ltd | 6.64 | Accura | China | 10 units | 7 Days | 10 Boxes | 94
RT253-21-015 | Not Applicable | URINARY CATHETER 2-WAY SILICONE-ELASTOMER-COATED LATEX Catheter, urethral, Foley, two-way, silicone-elastomer-coated latex, proximal end: one tapered end and one balloon port with a non-return valve and a fitting for a syringe, distal end: closed round tip with two lateral eyes distal to a balloon, sterile, individually peel packed, double wrapped - inner pouch unsealed | Urinary catheter size: 22FG with the introducer, balloon capacity: 30ml | Offer 1 | Each | Logan Medical And Surgical (Pty) Ltd | 6.64 | Accura | China | 10 units | 7 Days | 10 Boxes | 94
RT253-21-016 | Not Applicable | URINARY CATHETER 2-WAY SILICONE-ELASTOMER-COATED LATEX Catheter, urethral, Foley, two-way, silicone-elastomer-coated latex, proximal end: one tapered end and one balloon port with a non-return valve and a fitting for a syringe, distal end: closed round tip with two lateral eyes distal to a balloon, sterile, individually peel packed, double wrapped - inner pouch unsealed | Urinary catheter size: 24FG with the introducer, balloon capacity: 30ml | Offer 1 | Each | Logan Medical And Surgical (Pty) Ltd | 6.64 | Accura | China | 10 units | 7 Days | 10 Boxes | 94
RT253-21-017 | Not Applicable | URINARY CATHETER 2-WAY SILICONE-ELASTOMER-COATED LATEX Catheter, urethral, Foley, two-way, silicone-elastomer-coated latex, proximal end: one tapered end and one balloon port with a non-return valve and a fitting for a syringe, distal end: closed round tip with two lateral eyes distal to a balloon, sterile, individually peel packed, double wrapped - inner pouch unsealed | Urinary catheter size: 26FG with the introducer, balloon capacity: 30ml | Offer 1 | Each | Logan Medical And Surgical (Pty) Ltd | 6.64 | Accura | China | 10 units | 7 Days | 10 Boxes | 94
RT253-21-018 | Not Applicable | URINARY CATHETER 2-WAY 100% SILICONE Catheter, urethral, Foley, two-way, 100% silicone, proximal end: one tapered end and one balloon port with a non-return valve and a fitting for a syringe, distal end: closed round tip with two lateral eyes distal to a balloon, sterile, individually peel packed, double wrapped - inner pouch unsealed, | Urinary catheter size: 6FG (outer diameter 2mm) with the introducer, balloon capacity: 2ml to 3ml | Offer 1 | Each | Logan Medical And Surgical (Pty) Ltd | 25.22 | Accura | China | 10 units | 7 Days | 10 Boxes | 94
RT253-21-019 | Not Applicable | URINARY CATHETER 2-WAY 100% SILICONE Catheter, urethral, Foley, two-way, 100% silicone, proximal end: one tapered end and one balloon port with a non-return valve and a fitting for a syringe, distal end: closed round tip with two lateral eyes distal to a balloon, sterile, individually peel packed, double wrapped - inner pouch unsealed, | Urinary catheter size: 8FG (outer diameter 2.7mm) with the introducer, balloon capacity: 3ml to 5ml | Offer 1 | Each | Logan Medical And Surgical (Pty) Ltd | 25.22 | Accura | China | 10 units | 7 Days | 10 Boxes | 94
RT253-21-020 | Not Applicable | URINARY CATHETER 2-WAY 100% SILICONE Catheter, urethral, Foley, two-way, 100% silicone, proximal end: one tapered end and one balloon port with a non-return valve and a fitting for a syringe, distal end: closed round tip with two lateral eyes distal to a balloon, sterile, individually peel packed, double wrapped - inner pouch unsealed, | Urinary catheter size: 10FG (outer diameter 3.3mm) with the introducer, balloon capacity: 3ml to 5ml | Offer 1 | Each | Logan Medical And Surgical (Pty) Ltd | 25.22 | Accura | China | 10 units | 7 Days | 10 Boxes | 94
RT253-21-021 | Not Applicable | URINARY CATHETER 2-WAY 100% SILICONE Catheter, urethral, Foley, two-way, 100% silicone, proximal end: one tapered end and one balloon port with a non-return valve and a fitting for a syringe, distal end: closed round tip with two lateral eyes distal to a balloon, sterile, individually peel packed, double wrapped - inner pouch unsealed, | Urinary catheter size: 12FG (outer diameter 4mm) with the introducer, balloon capacity: 5ml | Offer 1 | Each | Logan Medical And Surgical (Pty) Ltd | 16.5024 | Accura | China | 10 units | 7 Days | 10 Boxes | 94
RT253-21-021 | Not Applicable | URINARY CATHETER 2-WAY 100% SILICONE Catheter, urethral, Foley, two-way, 100% silicone, proximal end: one tapered end and one balloon port with a non-return valve and a fitting for a syringe, distal end: closed round tip with two lateral eyes distal to a balloon, sterile, individually peel packed, double wrapped - inner pouch unsealed, | Urinary catheter size: 12FG (outer diameter 4mm) with the introducer, balloon capacity: 5ml | Offer 1 | Each | Supra Healthcare Johannesburg (Pty) Ltd | 19.4286 | Avacare | China | 1 unit | 21 Days | 1 unit | 77.0502
RT253-21-022 | Not Applicable | URINARY CATHETER 2-WAY 100% SILICONE Catheter, urethral, Foley, two-way, 100% silicone, proximal end: one tapered end and one balloon port with a non-return valve and a fitting for a syringe, distal end: closed round tip with two lateral eyes distal to a balloon, sterile, individually peel packed, double wrapped - inner pouch unsealed, | Urinary catheter size: 14FG (outer diameter 4.7mm) with the introducer, balloon capacity: 5ml | Offer 1 | Each | Logan Medical And Surgical (Pty) Ltd | 16.5024 | Accura | China | 10 units | 7 Days | 10 Boxes | 94
RT253-21-022 | Not Applicable | URINARY CATHETER 2-WAY 100% SILICONE Catheter, urethral, Foley, two-way, 100% silicone, proximal end: one tapered end and one balloon port with a non-return valve and a fitting for a syringe, distal end: closed round tip with two lateral eyes distal to a balloon, sterile, individually peel packed, double wrapped - inner pouch unsealed, | Urinary catheter size: 14FG (outer diameter 4.7mm) with the introducer, balloon capacity: 5ml | Offer 1 | Each | Supra Healthcare Johannesburg (Pty) Ltd | 19.4286 | Avacare | China | 1 unit | 21 Days | 1 unit | 77.0502
RT253-21-023 | Not Applicable | URINARY CATHETER 2-WAY 100% SILICONE Catheter, urethral, Foley, two-way, 100% silicone, proximal end: one tapered end and one balloon port with a non-return valve and a fitting for a syringe, distal end: closed round tip with two lateral eyes distal to a balloon, sterile, individually peel packed, double wrapped - inner pouch unsealed, | Urinary catheter size: 16FG (outer diameter 5.3mm) with the introducer, balloon capacity: 5ml | Offer 1 | Each | Logan Medical And Surgical (Pty) Ltd | 16.5024 | Accura | China | 10 units | 7 Days | 10 Boxes | 94
RT253-21-023 | Not Applicable | URINARY CATHETER 2-WAY 100% SILICONE Catheter, urethral, Foley, two-way, 100% silicone, proximal end: one tapered end and one balloon port with a non-return valve and a fitting for a syringe, distal end: closed round tip with two lateral eyes distal to a balloon, sterile, individually peel packed, double wrapped - inner pouch unsealed, | Urinary catheter size: 16FG (outer diameter 5.3mm) with the introducer, balloon capacity: 5ml | Offer 1 | Each | Supra Healthcare Johannesburg (Pty) Ltd | 19.4286 | Avacare | China | 1 unit | 21 Days | 1 unit | 77.0502
RT253-21-024 | Not Applicable | URINARY CATHETER 2-WAY 100% SILICONE Catheter, urethral, Foley, two-way, 100% silicone, proximal end: one tapered end and one balloon port with a non-return valve and a fitting for a syringe, distal end: closed round tip with two lateral eyes distal to a balloon, sterile, individually peel packed, double wrapped - inner pouch unsealed, | Urinary catheter size: 18FG (outer diameter 6mm) with the introducer, balloon capacity: 5ml | Offer 1 | Each | Logan Medical And Surgical (Pty) Ltd | 16.5024 | Accura | China | 10 units | 7 Days | 10 Boxes | 94
RT253-21-024 | Not Applicable | URINARY CATHETER 2-WAY 100% SILICONE Catheter, urethral, Foley, two-way, 100% silicone, proximal end: one tapered end and one balloon port with a non-return valve and a fitting for a syringe, distal end: closed round tip with two lateral eyes distal to a balloon, sterile, individually peel packed, double wrapped - inner pouch unsealed, | Urinary catheter size: 18FG (outer diameter 6mm) with the introducer, balloon capacity: 5ml | Offer 1 | Each | Supra Healthcare Johannesburg (Pty) Ltd | 22.4335 | Avacare | China | 1 unit | 21 Days | 1 unit | 60.6621
RT253-21-025 | Not Applicable | URINARY CATHETER 2-WAY 100% SILICONE Catheter, urethral, Foley, two-way, 100% silicone, proximal end: one tapered end and one balloon port with a non-return valve and a fitting for a syringe, distal end: closed round tip with two lateral eyes distal to a balloon, sterile, individually peel packed, double wrapped - inner pouch unsealed, | Urinary catheter size: 20FG (outer diameter 6.7mm) with the introducer, balloon capacity: 5ml | Offer 1 | Each | Logan Medical And Surgical (Pty) Ltd | 18.72 | Accura | China | 10 units | 7 Days | 10 Boxes | 94
RT253-21-025 | Not Applicable | URINARY CATHETER 2-WAY 100% SILICONE Catheter, urethral, Foley, two-way, 100% silicone, proximal end: one tapered end and one balloon port with a non-return valve and a fitting for a syringe, distal end: closed round tip with two lateral eyes distal to a balloon, sterile, individually peel packed, double wrapped - inner pouch unsealed, | Urinary catheter size: 20FG (outer diameter 6.7mm) with the introducer, balloon capacity: 5ml | Offer 1 | Each | Supra Healthcare Johannesburg (Pty) Ltd | 22.4335 | Avacare | China | 1 unit | 21 Days | 1 unit | 75.1554
RT253-21-026 | Not Applicable | URINARY CATHETER 2-WAY 100% SILICONE Catheter, urethral, Foley, two-way, 100% silicone, proximal end: one tapered end and one balloon port with a non-return valve and a fitting for a syringe, distal end: closed round tip with two lateral eyes distal to a balloon, sterile, individually peel packed, double wrapped - inner pouch unsealed, | Urinary catheter size: 22FG (outer diameter 7.3mm) with the introducer, balloon capacity: 5ml | Offer 1 | Each | Logan Medical And Surgical (Pty) Ltd | 18.72 | Accura | China | 10 units | 7 Days | 10 Boxes | 94
RT253-21-026 | Not Applicable | URINARY CATHETER 2-WAY 100% SILICONE Catheter, urethral, Foley, two-way, 100% silicone, proximal end: one tapered end and one balloon port with a non-return valve and a fitting for a syringe, distal end: closed round tip with two lateral eyes distal to a balloon, sterile, individually peel packed, double wrapped - inner pouch unsealed, | Urinary catheter size: 22FG (outer diameter 7.3mm) with the introducer, balloon capacity: 5ml | Offer 1 | Each | Supra Healthcare Johannesburg (Pty) Ltd | 22.4335 | Avacare | China | 1 unit | 21 Days | 1 unit | 75.1554
RT253-21-028 | Not Applicable | URINARY CATHETER 2-WAY 100% SILICONE Catheter, urethral, Foley, two-way, 100% silicone, proximal end: one tapered end and one balloon port with a non-return valve and a fitting for a syringe, distal end: closed round tip with two lateral eyes distal to a balloon, sterile, individually peel packed, double wrapped - inner pouch unsealed, | Urinary catheter size: 14FG (outer diameter 4.7mm) with the introducer, balloon capacity: 30ml | Offer 1 | Each | Supra Healthcare Johannesburg (Pty) Ltd | 19.3793 | Avacare | China | 1 unit | 21 Days | 1 unit | 93.0088
RT253-21-029 | Not Applicable | URINARY CATHETER 2-WAY 100% SILICONE Catheter, urethral, Foley, two-way, 100% silicone, proximal end: one tapered end and one balloon port with a non-return valve and a fitting for a syringe, distal end: closed round tip with two lateral eyes distal to a balloon, sterile, individually peel packed, double wrapped - inner pouch unsealed, | Urinary catheter size: 16FG (outer diameter 5.3mm) with the introducer, balloon capacity: 30ml | Offer 1 | Each | Logan Medical And Surgical (Pty) Ltd | 17.1072 | Accura | China | 10 units | 7 Days | 10 Boxes | 94
RT253-21-029 | Not Applicable | URINARY CATHETER 2-WAY 100% SILICONE Catheter, urethral, Foley, two-way, 100% silicone, proximal end: one tapered end and one balloon port with a non-return valve and a fitting for a syringe, distal end: closed round tip with two lateral eyes distal to a balloon, sterile, individually peel packed, double wrapped - inner pouch unsealed, | Urinary catheter size: 16FG (outer diameter 5.3mm) with the introducer, balloon capacity: 30ml | Offer 1 | Each | Supra Healthcare Johannesburg (Pty) Ltd | 19.3793 | Avacare | China | 1 unit | 21 Days | 1 unit | 81.0554
RT253-21-030 | Not Applicable | URINARY CATHETER 2-WAY 100% SILICONE Catheter, urethral, Foley, two-way, 100% silicone, proximal end: one tapered end and one balloon port with a non-return valve and a fitting for a syringe, distal end: closed round tip with two lateral eyes distal to a balloon, sterile, individually peel packed, double wrapped - inner pouch unsealed, | Urinary catheter size: 18FG (outer diameter 6mm) with the introducer, balloon capacity: 30ml | Offer 1 | Each | Logan Medical And Surgical (Pty) Ltd | 17.1072 | Accura | China | 10 units | 7 Days | 10 Boxes | 94
RT253-21-030 | Not Applicable | URINARY CATHETER 2-WAY 100% SILICONE Catheter, urethral, Foley, two-way, 100% silicone, proximal end: one tapered end and one balloon port with a non-return valve and a fitting for a syringe, distal end: closed round tip with two lateral eyes distal to a balloon, sterile, individually peel packed, double wrapped - inner pouch unsealed, | Urinary catheter size: 18FG (outer diameter 6mm) with the introducer, balloon capacity: 30ml | Offer 1 | Each | Supra Healthcare Johannesburg (Pty) Ltd | 22.3251 | Avacare | China | 1 unit | 21 Days | 1 unit | 65.5576
RT253-21-031 | Not Applicable | URINARY CATHETER 2-WAY 100% SILICONE Catheter, urethral, Foley, two-way, 100% silicone, proximal end: one tapered end and one balloon port with a non-return valve and a fitting for a syringe, distal end: closed round tip with two lateral eyes distal to a balloon, sterile, individually peel packed, double wrapped - inner pouch unsealed, | Urinary catheter size: 20FG (outer diameter 6.7mm) with the introducer, balloon capacity: 30ml | Offer 1 | Each | Logan Medical And Surgical (Pty) Ltd | 18.72 | Accura | China | 10 units | 7 Days | 10 Boxes | 94
RT253-21-031 | Not Applicable | URINARY CATHETER 2-WAY 100% SILICONE Catheter, urethral, Foley, two-way, 100% silicone, proximal end: one tapered end and one balloon port with a non-return valve and a fitting for a syringe, distal end: closed round tip with two lateral eyes distal to a balloon, sterile, individually peel packed, double wrapped - inner pouch unsealed, | Urinary catheter size: 20FG (outer diameter 6.7mm) with the introducer, balloon capacity: 30ml | Offer 1 | Each | Supra Healthcare Johannesburg (Pty) Ltd | 22.3251 | Avacare | China | 1 unit | 21 Days | 1 unit | 75.6765
RT253-21-032 | Not Applicable | URINARY CATHETER 2-WAY 100% SILICONE Catheter, urethral, Foley, two-way, 100% silicone, proximal end: one tapered end and one balloon port with a non-return valve and a fitting for a syringe, distal end: closed round tip with two lateral eyes distal to a balloon, sterile, individually peel packed, double wrapped - inner pouch unsealed, | Urinary catheter size: 22FG (outer diameter 7.3mm) with the introducer, balloon capacity: 30ml | Offer 1 | Each | Logan Medical And Surgical (Pty) Ltd | 18.72 | Accura | China | 10 units | 7 Days | 10 Boxes | 94
RT253-21-033 | Not Applicable | URINARY CATHETER 2-WAY 100% SILICONE Catheter, urethral, Foley, two-way, 100% silicone, proximal end: one tapered end and one balloon port with a non-return valve and a fitting for a syringe, distal end: closed round tip with two lateral eyes distal to a balloon, sterile, individually peel packed, double wrapped - inner pouch unsealed, | Urinary catheter size: 24FG (outer diameter 8mm) with the introducer, balloon capacity: 30ml | Offer 1 | Each | Logan Medical And Surgical (Pty) Ltd | 18.72 | Accura | China | 10 units | 7 Days | 10 Boxes | 94
RT253-21-047 | Not Applicable | NELATON URINARY CATHETER Catheter, urethral, nelaton, medical grade non-toxic PVC, DEHP Free and latex Free, smooth atraumatic tip, with two lateral eyes, straight kink resistant, proximal end: tapered (funnel) distal end: closed round tip with two lateral eyes, | Urinary catheter size: 6FG (outer diameter 2mm), length: 200mm-260mm | Offer 1 | Each | Access Medical (Pty) Ltd | 1 | Access | China | 10 units | 14 Days | 1 Box | 94
RT253-21-047 | Not Applicable | NELATON URINARY CATHETER Catheter, urethral, nelaton, medical grade non-toxic PVC, DEHP Free and latex Free, smooth atraumatic tip, with two lateral eyes, straight kink resistant, proximal end: tapered (funnel) distal end: closed round tip with two lateral eyes, | Urinary catheter size: 6FG (outer diameter 2mm), length: 200mm-260mm | Offer 1 | Each | Mbuso Medical Supplies (Pty) Ltd | 1 | Enousafe | China | 100 units | 30-44 Days | 1 pack | 95.8
RT253-21-047 | Not Applicable | NELATON URINARY CATHETER Catheter, urethral, nelaton, medical grade non-toxic PVC, DEHP Free and latex Free, smooth atraumatic tip, with two lateral eyes, straight kink resistant, proximal end: tapered (funnel) distal end: closed round tip with two lateral eyes, | Urinary catheter size: 6FG (outer diameter 2mm), length: 200mm-260mm | Offer 1 | Each | Tara healthcare (Pty) Ltd | 1.74 | Sterimed | China | 100 Units Per Box | 21 Days | 1000 | 27.4
RT253-21-048 | Not Applicable | NELATON URINARY CATHETER Catheter, urethral, nelaton, medical grade non-toxic PVC, DEHP Free and latex Free, smooth atraumatic tip, with two lateral eyes, straight kink resistant, proximal end: tapered (funnel) distal end: closed round tip with two lateral eyes, | Urinary catheter size: 8FG, (outer diameter 2.6mm), length: 200mm-260mm | Offer 1 | Each | Access Medical (Pty) Ltd | 1 | Access | China | 10 units | 14 Days | 1 Box | 94
RT253-21-048 | Not Applicable | NELATON URINARY CATHETER Catheter, urethral, nelaton, medical grade non-toxic PVC, DEHP Free and latex Free, smooth atraumatic tip, with two lateral eyes, straight kink resistant, proximal end: tapered (funnel) distal end: closed round tip with two lateral eyes, | Urinary catheter size: 8FG, (outer diameter 2.6mm), length: 200mm-260mm | Offer 1 | Each | Mbuso Medical Supplies (Pty) Ltd | 1 | Enousafe | China | 100 units | 30-44 Days | 1 pack | 95.8
RT253-21-048 | Not Applicable | NELATON URINARY CATHETER Catheter, urethral, nelaton, medical grade non-toxic PVC, DEHP Free and latex Free, smooth atraumatic tip, with two lateral eyes, straight kink resistant, proximal end: tapered (funnel) distal end: closed round tip with two lateral eyes, | Urinary catheter size: 8FG, (outer diameter 2.6mm), length: 200mm-260mm | Offer 1 | Each | Logan Medical And Surgical (Pty) Ltd | 1.09 | Accura | China | 50 units | 7 Days | 2 Boxes | 85.9
RT253-21-049 | Not Applicable | NELATON URINARY CATHETER Catheter, urethral, nelaton, medical grade non-toxic PVC, DEHP Free and latex Free, smooth atraumatic tip, with two lateral eyes, straight kink resistant, proximal end: tapered (funnel) distal end: closed round tip with two lateral eyes, | Urinary catheter size: 10FG, (outer diameter 3.3mm), length: 200mm-260mm | Offer 1 | Each | Mbuso Medical Supplies (Pty) Ltd | 1 | Enousafe | China | 100 units | 30-44 Days | 1 pack | 95.8
RT253-21-049 | Not Applicable | NELATON URINARY CATHETER Catheter, urethral, nelaton, medical grade non-toxic PVC, DEHP Free and latex Free, smooth atraumatic tip, with two lateral eyes, straight kink resistant, proximal end: tapered (funnel) distal end: closed round tip with two lateral eyes, | Urinary catheter size: 10FG, (outer diameter 3.3mm), length: 200mm-260mm | Offer 1 | Each | Access Medical (Pty) Ltd | 1.02 | Access | China | 10 units | 14 Days | 1 Box | 92.2
RT253-21-049 | Not Applicable | NELATON URINARY CATHETER Catheter, urethral, nelaton, medical grade non-toxic PVC, DEHP Free and latex Free, smooth atraumatic tip, with two lateral eyes, straight kink resistant, proximal end: tapered (funnel) distal end: closed round tip with two lateral eyes, | Urinary catheter size: 10FG, (outer diameter 3.3mm), length: 200mm-260mm | Offer 1 | Each | Tara healthcare (Pty) Ltd | 1.74 | Sterimed | China | 100 Units Per Box | 21 Days | 1000 | 27.4
RT253-21-050 | Not Applicable | NELATON URINARY CATHETER Catheter, urethral, nelaton, medical grade non-toxic PVC, DEHP Free and latex Free, smooth atraumatic tip, with two lateral eyes, straight kink resistant, proximal end: tapered (funnel) distal end: closed round tip with two lateral eyes, | Urinary catheter size: 12FG, (outer diameter 4mm), length: 200mm-260mm | Offer 1 | Each | Mbuso Medical Supplies (Pty) Ltd | 1 | Enousafe | China | 100 units | 30-44 Days | 1 pack | 95.8
RT253-21-050 | Not Applicable | NELATON URINARY CATHETER Catheter, urethral, nelaton, medical grade non-toxic PVC, DEHP Free and latex Free, smooth atraumatic tip, with two lateral eyes, straight kink resistant, proximal end: tapered (funnel) distal end: closed round tip with two lateral eyes, | Urinary catheter size: 12FG, (outer diameter 4mm), length: 200mm-260mm | Offer 1 | Each | Access Medical (Pty) Ltd | 1.05 | Access | China | 10 units | 14 Days | 1 Box | 89.5
RT253-21-050 | Not Applicable | NELATON URINARY CATHETER Catheter, urethral, nelaton, medical grade non-toxic PVC, DEHP Free and latex Free, smooth atraumatic tip, with two lateral eyes, straight kink resistant, proximal end: tapered (funnel) distal end: closed round tip with two lateral eyes, | Urinary catheter size: 12FG, (outer diameter 4mm), length: 200mm-260mm | Offer 1 | Each | Logan Medical And Surgical (Pty) Ltd | 1.39 | Accura | China | 50 units | 7 Days | 2 Boxes | 58.9
RT253-21-051 | Not Applicable | NELATON URINARY CATHETER Catheter, urethral, nelaton, medical grade non-toxic PVC, DEHP Free and latex Free, smooth atraumatic tip, with two lateral eyes, straight kink resistant, proximal end: tapered (funnel) distal end: closed round tip with two lateral eyes, | Urinary catheter size: 14FG (outer diameter 4.7mm), length: 200mm-260mm | Offer 1 | Each | Mbuso Medical Supplies (Pty) Ltd | 1 | Enousafe | China | 100 units | 30-44 Days | 1 pack | 95.8
RT253-21-051 | Not Applicable | NELATON URINARY CATHETER Catheter, urethral, nelaton, medical grade non-toxic PVC, DEHP Free and latex Free, smooth atraumatic tip, with two lateral eyes, straight kink resistant, proximal end: tapered (funnel) distal end: closed round tip with two lateral eyes, | Urinary catheter size: 14FG (outer diameter 4.7mm), length: 200mm-260mm | Offer 1 | Each | Access Medical (Pty) Ltd | 1.05 | Access | China | 10 units | 14 Days | 1 Box | 89.5
RT253-21-051 | Not Applicable | NELATON URINARY CATHETER Catheter, urethral, nelaton, medical grade non-toxic PVC, DEHP Free and latex Free, smooth atraumatic tip, with two lateral eyes, straight kink resistant, proximal end: tapered (funnel) distal end: closed round tip with two lateral eyes, | Urinary catheter size: 14FG (outer diameter 4.7mm), length: 200mm-260mm | Offer 1 | Each | Logan Medical And Surgical (Pty) Ltd | 1.39 | Accura | China | 50 units | 7 Days | 2 Boxes | 58.9
RT253-21-052 | Not Applicable | NELATON URINARY CATHETER Catheter, urethral, nelaton, medical grade non-toxic PVC, DEHP Free and latex Free, smooth atraumatic tip, with two lateral eyes, straight kink resistant, proximal end: tapered (funnel) distal end: closed round tip with two lateral eyes, | Urinary catheter size: 16FG (outer diameter 5.3mm), length: 200mm-260mm | Offer 1 | Each | Mbuso Medical Supplies (Pty) Ltd | 1 | Enousafe | China | 100 units | 30-44 Days | 1 pack | 95.8
RT253-21-052 | Not Applicable | NELATON URINARY CATHETER Catheter, urethral, nelaton, medical grade non-toxic PVC, DEHP Free and latex Free, smooth atraumatic tip, with two lateral eyes, straight kink resistant, proximal end: tapered (funnel) distal end: closed round tip with two lateral eyes, | Urinary catheter size: 16FG (outer diameter 5.3mm), length: 200mm-260mm | Offer 1 | Each | Access Medical (Pty) Ltd | 1.09 | Access | China | 10 units | 14 Days | 1 Box | 85.9
RT253-21-052 | Not Applicable | NELATON URINARY CATHETER Catheter, urethral, nelaton, medical grade non-toxic PVC, DEHP Free and latex Free, smooth atraumatic tip, with two lateral eyes, straight kink resistant, proximal end: tapered (funnel) distal end: closed round tip with two lateral eyes, | Urinary catheter size: 16FG (outer diameter 5.3mm), length: 200mm-260mm | Offer 1 | Each | Logan Medical And Surgical (Pty) Ltd | 1.39 | Accura | China | 50 units | 7 Days | 2 Boxes | 58.9
RT253-21-053 | Not Applicable | NELATON URINARY CATHETER Catheter, urethral, nelaton, medical grade non-toxic PVC, DEHP Free and latex Free, smooth atraumatic tip, with two lateral eyes, straight kink resistant, proximal end: tapered (funnel) distal end: closed round tip with two lateral eyes, | Urinary catheter size: 18FG (outer diameter 6mm), length: 200mm-260mm | Offer 1 | Each | Mbuso Medical Supplies (Pty) Ltd | 1 | Enousafe | China | 100 units | 30-44 Days | 1 pack | 95.8
RT253-21-053 | Not Applicable | NELATON URINARY CATHETER Catheter, urethral, nelaton, medical grade non-toxic PVC, DEHP Free and latex Free, smooth atraumatic tip, with two lateral eyes, straight kink resistant, proximal end: tapered (funnel) distal end: closed round tip with two lateral eyes, | Urinary catheter size: 18FG (outer diameter 6mm), length: 200mm-260mm | Offer 1 | Each | Access Medical (Pty) Ltd | 1.08 | Access | China | 10 units | 14 Days | 1 Box | 86.8
RT253-21-053 | Not Applicable | NELATON URINARY CATHETER Catheter, urethral, nelaton, medical grade non-toxic PVC, DEHP Free and latex Free, smooth atraumatic tip, with two lateral eyes, straight kink resistant, proximal end: tapered (funnel) distal end: closed round tip with two lateral eyes, | Urinary catheter size: 18FG (outer diameter 6mm), length: 200mm-260mm | Offer 1 | Each | Tara healthcare (Pty) Ltd | 1.89 | Sterimed | China | 100 Units Per Box | 21 Days | 1000 | 13.9
RT253-21-054 | Not Applicable | NELATON URINARY CATHETER Catheter, urethral, nelaton, medical grade non-toxic PVC, DEHP Free and latex Free, smooth atraumatic tip, with two lateral eyes, straight kink resistant, proximal end: tapered (funnel) distal end: closed round tip with two lateral eyes, | Urinary catheter size: 20FG (outer diameter 6.7mm), length: 200mm-260mm | Offer 1 | Each | Mbuso Medical Supplies (Pty) Ltd | 1 | Enousafe | China | 100 units | 30-44 Days | 1 pack | 95.8
RT253-21-054 | Not Applicable | NELATON URINARY CATHETER Catheter, urethral, nelaton, medical grade non-toxic PVC, DEHP Free and latex Free, smooth atraumatic tip, with two lateral eyes, straight kink resistant, proximal end: tapered (funnel) distal end: closed round tip with two lateral eyes, | Urinary catheter size: 20FG (outer diameter 6.7mm), length: 200mm-260mm | Offer 1 | Each | Access Medical (Pty) Ltd | 1.11 | Access | China | 10 units | 14 Days | 1 Box | 84.1
RT253-21-054 | Not Applicable | NELATON URINARY CATHETER Catheter, urethral, nelaton, medical grade non-toxic PVC, DEHP Free and latex Free, smooth atraumatic tip, with two lateral eyes, straight kink resistant, proximal end: tapered (funnel) distal end: closed round tip with two lateral eyes, | Urinary catheter size: 20FG (outer diameter 6.7mm), length: 200mm-260mm | Offer 1 | Each | Supra Healthcare Johannesburg (Pty) Ltd | 2.2574 | Avacare | China | 1 unit | 21 Days | 1 unit | -20.1595
RT253-21-055 | Not Applicable | NELATON URINARY CATHETER Catheter, urethral, nelaton, medical grade non-toxic PVC, DEHP Free and latex Free, smooth atraumatic tip, with two lateral eyes, straight kink resistant, proximal end: tapered (funnel) distal end: closed round tip with two lateral eyes, | Urinary catheter size: 22FG (outer diameter 7.3mm), length: 200mm-260mm | Offer 1 | Each | Supra Healthcare Johannesburg (Pty) Ltd | 2.2574 | Avacare | China | 1 unit | 21 Days | 1 unit | 93.0088
RT253-21-055 | Not Applicable | NELATON URINARY CATHETER Catheter, urethral, nelaton, medical grade non-toxic PVC, DEHP Free and latex Free, smooth atraumatic tip, with two lateral eyes, straight kink resistant, proximal end: tapered (funnel) distal end: closed round tip with two lateral eyes, | Urinary catheter size: 22FG (outer diameter 7.3mm), length: 200mm-260mm | Offer 1 | Each | Tara healthcare (Pty) Ltd | 2.28 | Sterimed | China | 100 Units Per Box | 21 Days | 1000 | 93.1
RT253-21-055 | Not Applicable | NELATON URINARY CATHETER Catheter, urethral, nelaton, medical grade non-toxic PVC, DEHP Free and latex Free, smooth atraumatic tip, with two lateral eyes, straight kink resistant, proximal end: tapered (funnel) distal end: closed round tip with two lateral eyes, | Urinary catheter size: 22FG (outer diameter 7.3mm), length: 200mm-260mm | Offer 1 | Each | Quality Medical Supplies (Pty) Ltd | 2.3 | Romsons Internatial | India | 1000 units | 21 Days | 1500 Units | 94
RT253-21-056 | Not Applicable | NELATON URINARY CATHETER Catheter, urethral, nelaton, medical grade non-toxic PVC, DEHP Free and latex Free, smooth atraumatic tip, with two lateral eyes, straight kink resistant, proximal end: tapered (funnel) distal end: closed round tip with two lateral eyes, | Urinary catheter size: 12FG (outer diameter 4mm), length: 200mm-260mm | Offer 1 | Each | Tara healthcare (Pty) Ltd | 1.82 | Sterimed | China | 100 Units Per Box | 21 Days | 1000 | 94
RT253-21-056 | Not Applicable | NELATON URINARY CATHETER Catheter, urethral, nelaton, medical grade non-toxic PVC, DEHP Free and latex Free, smooth atraumatic tip, with two lateral eyes, straight kink resistant, proximal end: tapered (funnel) distal end: closed round tip with two lateral eyes, | Urinary catheter size: 12FG (outer diameter 4mm), length: 200mm-260mm | Offer 1 | Each | Supra Healthcare Johannesburg (Pty) Ltd | 2.2574 | Avacare | China | 1 unit | 21 Days | 1 unit | 71.3779
RT253-21-056 | Not Applicable | NELATON URINARY CATHETER Catheter, urethral, nelaton, medical grade non-toxic PVC, DEHP Free and latex Free, smooth atraumatic tip, with two lateral eyes, straight kink resistant, proximal end: tapered (funnel) distal end: closed round tip with two lateral eyes, | Urinary catheter size: 12FG (outer diameter 4mm), length: 200mm-260mm | Offer 1 | Each | Quality Medical Supplies (Pty) Ltd | 1.84 | Romsons Internatial | India | 1000 units | 21 Days | 1500 Units | 94
RT253-21-057 | Not Applicable | NELATON URINARY CATHETER Catheter, urethral, nelaton, medical grade non-toxic PVC, DEHP Free and latex Free, smooth atraumatic tip, with two lateral eyes, straight kink resistant, proximal end: tapered (funnel) distal end: closed round tip with two lateral eyes, | Urinary catheter size: 14FG (outer diameter 4.7mm), length: 200mm-260mm | Offer 1 | Each | Tara healthcare (Pty) Ltd | 1.82 | Sterimed | China | 100 Units Per Box | 21 Days | 1000 | 94
RT253-21-057 | Not Applicable | NELATON URINARY CATHETER Catheter, urethral, nelaton, medical grade non-toxic PVC, DEHP Free and latex Free, smooth atraumatic tip, with two lateral eyes, straight kink resistant, proximal end: tapered (funnel) distal end: closed round tip with two lateral eyes, | Urinary catheter size: 14FG (outer diameter 4.7mm), length: 200mm-260mm | Offer 1 | Each | Supra Healthcare Johannesburg (Pty) Ltd | 2.2574 | Avacare | China | 1 unit | 21 Days | 1 unit | 71.3779
RT253-21-057 | Not Applicable | NELATON URINARY CATHETER Catheter, urethral, nelaton, medical grade non-toxic PVC, DEHP Free and latex Free, smooth atraumatic tip, with two lateral eyes, straight kink resistant, proximal end: tapered (funnel) distal end: closed round tip with two lateral eyes, | Urinary catheter size: 14FG (outer diameter 4.7mm), length: 200mm-260mm | Offer 1 | Each | Quality Medical Supplies (Pty) Ltd | 1.84 | Romsons Internatial | India | 1000 units | 21 Days | 1500 Units | 94
RT253-21-058 | Not Applicable | NELATON URINARY CATHETER Catheter, urethral, nelaton, medical grade non-toxic PVC, DEHP Free and latex Free, smooth atraumatic tip, with two lateral eyes, straight kink resistant, proximal end: tapered (funnel) distal end: closed round tip with two lateral eyes, | Urinary catheter size: 16FG (outer diameter 5.3mm), length: 200mm-260mm | Offer 1 | Each | Access Medical (Pty) Ltd | 1.08 | Access | China | 10 units | 14 Days | 1 Box | 94
RT253-21-058 | Not Applicable | NELATON URINARY CATHETER Catheter, urethral, nelaton, medical grade non-toxic PVC, DEHP Free and latex Free, smooth atraumatic tip, with two lateral eyes, straight kink resistant, proximal end: tapered (funnel) distal end: closed round tip with two lateral eyes, | Urinary catheter size: 16FG (outer diameter 5.3mm), length: 200mm-260mm | Offer 1 | Each | Tara healthcare (Pty) Ltd | 1.82 | Sterimed | China | 100 Units Per Box | 21 Days | 1000 | 32.3333
RT253-21-058 | Not Applicable | NELATON URINARY CATHETER Catheter, urethral, nelaton, medical grade non-toxic PVC, DEHP Free and latex Free, smooth atraumatic tip, with two lateral eyes, straight kink resistant, proximal end: tapered (funnel) distal end: closed round tip with two lateral eyes, | Urinary catheter size: 16FG (outer diameter 5.3mm), length: 200mm-260mm | Offer 1 | Each | Quality Medical Supplies (Pty) Ltd | 1.84 | Romsons Internatial | India | 1000 units | 21 Days | 1500 Units | 94
RT253-21-059 | Not Applicable | NELATON URINARY CATHETER Catheter, urethral, nelaton, medical grade non-toxic PVC, DEHP Free and latex Free, smooth atraumatic tip, with two lateral eyes, straight kink resistant, proximal end: tapered (funnel) distal end: closed round tip with two lateral eyes, | Urinary catheter size: 18FG (outer diameter 6mm), length: 200mm-260mm | Offer 1 | Each | Access Medical (Pty) Ltd | 1.08 | Access | China | 10 units | 14 Days | 1 Box | 94
RT253-21-059 | Not Applicable | NELATON URINARY CATHETER Catheter, urethral, nelaton, medical grade non-toxic PVC, DEHP Free and latex Free, smooth atraumatic tip, with two lateral eyes, straight kink resistant, proximal end: tapered (funnel) distal end: closed round tip with two lateral eyes, | Urinary catheter size: 18FG (outer diameter 6mm), length: 200mm-260mm | Offer 1 | Each | Tara healthcare (Pty) Ltd | 1.82 | Sterimed | China | 100 Units Per Box | 21 Days | 1000 | 32.3333
RT253-21-059 | Not Applicable | NELATON URINARY CATHETER Catheter, urethral, nelaton, medical grade non-toxic PVC, DEHP Free and latex Free, smooth atraumatic tip, with two lateral eyes, straight kink resistant, proximal end: tapered (funnel) distal end: closed round tip with two lateral eyes, | Urinary catheter size: 18FG (outer diameter 6mm), length: 200mm-260mm | Offer 1 | Each | Supra Healthcare Johannesburg (Pty) Ltd | 2.2574 | Avacare | China | 1 unit | 21 Days | 1 unit | -5.11
RT253-21-060 | Not Applicable | NELATON URINARY CATHETER Catheter, urethral, nelaton, medical grade non-toxic PVC, DEHP Free and latex Free, smooth atraumatic tip, with two lateral eyes, straight kink resistant, proximal end: tapered (funnel) distal end: closed round tip with two lateral eyes, | Urinary catheter size: 20FG (outer diameter 6.7mm), length: 200mm-260mm | Offer 1 | Each | Access Medical (Pty) Ltd | 1.11 | Access | China | 10 units | 14 Days | 1 Box | 94
RT253-21-060 | Not Applicable | NELATON URINARY CATHETER Catheter, urethral, nelaton, medical grade non-toxic PVC, DEHP Free and latex Free, smooth atraumatic tip, with two lateral eyes, straight kink resistant, proximal end: tapered (funnel) distal end: closed round tip with two lateral eyes, | Urinary catheter size: 20FG (outer diameter 6.7mm), length: 200mm-260mm | Offer 1 | Each | Supra Healthcare Johannesburg (Pty) Ltd | 2.2574 | Avacare | China | 1 unit | 21 Days | 1 unit | -0.02572
RT253-21-060 | Not Applicable | NELATON URINARY CATHETER Catheter, urethral, nelaton, medical grade non-toxic PVC, DEHP Free and latex Free, smooth atraumatic tip, with two lateral eyes, straight kink resistant, proximal end: tapered (funnel) distal end: closed round tip with two lateral eyes, | Urinary catheter size: 20FG (outer diameter 6.7mm), length: 200mm-260mm | Offer 1 | Each | Tara healthcare (Pty) Ltd | 2.28 | Sterimed | China | 100 Units Per Box | 21 Days | 1000 | -0.86486
RT253-21-061 | Not Applicable | NELATON URINARY CATHETER Catheter, urethral, nelaton, medical grade non-toxic PVC, DEHP Free and latex Free, smooth atraumatic tip, with two lateral eyes, straight kink resistant, proximal end: tapered (funnel) distal end: closed round tip with two lateral eyes, | Urinary catheter size: 22FG (outer diameter 7.3mm), length: 200mm-260mm | Offer 1 | Each | Supra Healthcare Johannesburg (Pty) Ltd | 2.2574 | Avacare | China | 1 unit | 21 Days | 1 unit | 93.0088
RT253-21-061 | Not Applicable | NELATON URINARY CATHETER Catheter, urethral, nelaton, medical grade non-toxic PVC, DEHP Free and latex Free, smooth atraumatic tip, with two lateral eyes, straight kink resistant, proximal end: tapered (funnel) distal end: closed round tip with two lateral eyes, | Urinary catheter size: 22FG (outer diameter 7.3mm), length: 200mm-260mm | Offer 1 | Each | Tara healthcare (Pty) Ltd | 2.28 | Sterimed | China | 100 Units Per Box | 21 Days | 1000 | 93.1
RT253-21-061 | Not Applicable | NELATON URINARY CATHETER Catheter, urethral, nelaton, medical grade non-toxic PVC, DEHP Free and latex Free, smooth atraumatic tip, with two lateral eyes, straight kink resistant, proximal end: tapered (funnel) distal end: closed round tip with two lateral eyes, | Urinary catheter size: 22FG (outer diameter 7.3mm), length: 200mm-260mm | Offer 1 | Each | Quality Medical Supplies (Pty) Ltd | 2.3 | Romsons Internatial | India | 1000 units | 21 Days | 1500 Units | 94
RT253-21-062 | Not Applicable | NELATON URINARY CATHETER Catheter, urethral, nelaton, medical grade non-toxic PVC, DEHP Free and latex Free, smooth atraumatic tip, with two lateral eyes, straight kink resistant, proximal end: tapered (funnel) distal end: closed round tip with two lateral eyes, | Urinary catheter size: 24FG (outer diameter 8mm), length: 200mm-260mm | Offer 1 | Each | Tara healthcare (Pty) Ltd | 2.28 | Sterimed | China | 100 Units Per Box | 21 Days | 1000 | 94
RT253-21-062 | Not Applicable | NELATON URINARY CATHETER Catheter, urethral, nelaton, medical grade non-toxic PVC, DEHP Free and latex Free, smooth atraumatic tip, with two lateral eyes, straight kink resistant, proximal end: tapered (funnel) distal end: closed round tip with two lateral eyes, | Urinary catheter size: 24FG (outer diameter 8mm), length: 200mm-260mm | Offer 1 | Each | Grobir Medical Suppliers | 3.02 | Sterimed | India | 100 units | 21 Days | 1 Box | 60.7895
RT253-21-062 | Not Applicable | NELATON URINARY CATHETER Catheter, urethral, nelaton, medical grade non-toxic PVC, DEHP Free and latex Free, smooth atraumatic tip, with two lateral eyes, straight kink resistant, proximal end: tapered (funnel) distal end: closed round tip with two lateral eyes, | Urinary catheter size: 24FG (outer diameter 8mm), length: 200mm-260mm | Offer 1 | Each | Quality Medical Supplies (Pty) Ltd | 2.3 | Romsons Internatial | India | 1000 units | 21 Days | 1500 Units | 94
RT253-21-063 | Not Applicable | NELATON URINARY CATHETER Catheter, urethral, nelaton, medical grade non-toxic PVC, DEHP Free and latex Free, smooth atraumatic tip, with two lateral eyes, straight kink resistant, proximal end: tapered (funnel) distal end: closed round tip with two lateral eyes, | Urinary catheter size: 6FG (outer diameter 2mm), length: 400mm-450mm | Offer 1 | Each | Akacia Medical (Pty) Ltd | 2.17 | Akacia Medical | China | 1 Unit | 20 Days | 50 Units | 97.7421
RT253-21-063 | Not Applicable | NELATON URINARY CATHETER Catheter, urethral, nelaton, medical grade non-toxic PVC, DEHP Free and latex Free, smooth atraumatic tip, with two lateral eyes, straight kink resistant, proximal end: tapered (funnel) distal end: closed round tip with two lateral eyes, | Urinary catheter size: 6FG (outer diameter 2mm), length: 400mm-450mm | Offer 1 | Each | Tara healthcare (Pty) Ltd | 2.28 | Sterimed | China | 100 Units Per Box | 21 Days | 1000 | 94
RT253-21-063 | Not Applicable | NELATON URINARY CATHETER Catheter, urethral, nelaton, medical grade non-toxic PVC, DEHP Free and latex Free, smooth atraumatic tip, with two lateral eyes, straight kink resistant, proximal end: tapered (funnel) distal end: closed round tip with two lateral eyes, | Urinary catheter size: 6FG (outer diameter 2mm), length: 400mm-450mm | Offer 1 | Each | Quality Medical Supplies (Pty) Ltd | 1.84 | Romsons Internatial | India | 1000 units | 21 Days | 1500 Units | 94
RT253-21-064 | Not Applicable | NELATON URINARY CATHETER Catheter, urethral, nelaton, medical grade non-toxic PVC, DEHP Free and latex Free, smooth atraumatic tip, with two lateral eyes, straight kink resistant, proximal end: tapered (funnel) distal end: closed round tip with two lateral eyes, | Urinary catheter size: 8FG, (outer diameter 2.6mm), length: 400mm-450mm | Offer 1 | Each | Access Medical (Pty) Ltd | 1.11 | Access | China | 10 units | 14 Days | 1 Box | 94
RT253-21-064 | Not Applicable | NELATON URINARY CATHETER Catheter, urethral, nelaton, medical grade non-toxic PVC, DEHP Free and latex Free, smooth atraumatic tip, with two lateral eyes, straight kink resistant, proximal end: tapered (funnel) distal end: closed round tip with two lateral eyes, | Urinary catheter size: 8FG, (outer diameter 2.6mm), length: 400mm-450mm | Offer 1 | Each | Logan Medical And Surgical (Pty) Ltd | 1.39 | Accura | China | 50 units | 7 Days | 2 Boxes | 71.2973
RT253-21-064 | Not Applicable | NELATON URINARY CATHETER Catheter, urethral, nelaton, medical grade non-toxic PVC, DEHP Free and latex Free, smooth atraumatic tip, with two lateral eyes, straight kink resistant, proximal end: tapered (funnel) distal end: closed round tip with two lateral eyes, | Urinary catheter size: 8FG, (outer diameter 2.6mm), length: 400mm-450mm | Offer 1 | Each | Tara healthcare (Pty) Ltd | 1.82 | Sterimed | China | 100 Units Per Box | 21 Days | 1000 | 36.4324
RT253-21-065 | Not Applicable | NELATON URINARY CATHETER Catheter, urethral, nelaton, medical grade non-toxic PVC, DEHP Free and latex Free, smooth atraumatic tip, with two lateral eyes, straight kink resistant, proximal end: tapered (funnel) distal end: closed round tip with two lateral eyes, | Urinary catheter size: 10FG, (outer diameter 3.3mm), length: 400mm-450mm | Offer 1 | Each | Access Medical (Pty) Ltd | 1.13 | Access | China | 10 units | 14 Days | 1 Box | 94
RT253-21-065 | Not Applicable | NELATON URINARY CATHETER Catheter, urethral, nelaton, medical grade non-toxic PVC, DEHP Free and latex Free, smooth atraumatic tip, with two lateral eyes, straight kink resistant, proximal end: tapered (funnel) distal end: closed round tip with two lateral eyes, | Urinary catheter size: 10FG, (outer diameter 3.3mm), length: 400mm-450mm | Offer 1 | Each | Tara healthcare (Pty) Ltd | 1.82 | Sterimed | China | 100 Units Per Box | 21 Days | 1000 | 39.0442
RT253-21-065 | Not Applicable | NELATON URINARY CATHETER Catheter, urethral, nelaton, medical grade non-toxic PVC, DEHP Free and latex Free, smooth atraumatic tip, with two lateral eyes, straight kink resistant, proximal end: tapered (funnel) distal end: closed round tip with two lateral eyes, | Urinary catheter size: 10FG, (outer diameter 3.3mm), length: 400mm-450mm | Offer 1 | Each | Quality Medical Supplies (Pty) Ltd | 1.84 | Romsons Internatial | India | 1000 units | 21 Days | 1500 Units | 94
RT253-21-066 | Not Applicable | NELATON URINARY CATHETER Catheter, urethral, nelaton, medical grade non-toxic PVC, DEHP Free and latex Free, smooth atraumatic tip, with two lateral eyes, straight kink resistant, proximal end: tapered (funnel) distal end: closed round tip with two lateral eyes, | Urinary catheter size: 12FG, (outer diameter 4mm), length: 400mm-450mm | Offer 1 | Each | Access Medical (Pty) Ltd | 1.15 | Access | China | 10 units | 14 Days | 1 Box | 94
RT253-21-066 | Not Applicable | NELATON URINARY CATHETER Catheter, urethral, nelaton, medical grade non-toxic PVC, DEHP Free and latex Free, smooth atraumatic tip, with two lateral eyes, straight kink resistant, proximal end: tapered (funnel) distal end: closed round tip with two lateral eyes, | Urinary catheter size: 12FG, (outer diameter 4mm), length: 400mm-450mm | Offer 1 | Each | Logan Medical And Surgical (Pty) Ltd | 1.75 | Accura | China | 50 units | 7 Days | 2 Boxes | 47.0435
RT253-21-066 | Not Applicable | NELATON URINARY CATHETER Catheter, urethral, nelaton, medical grade non-toxic PVC, DEHP Free and latex Free, smooth atraumatic tip, with two lateral eyes, straight kink resistant, proximal end: tapered (funnel) distal end: closed round tip with two lateral eyes, | Urinary catheter size: 12FG, (outer diameter 4mm), length: 400mm-450mm | Offer 1 | Each | Tara healthcare (Pty) Ltd | 1.82 | Sterimed | China | 100 Units Per Box | 21 Days | 1000 | 41.5652
RT253-21-067 | Not Applicable | NELATON URINARY CATHETER Catheter, urethral, nelaton, medical grade non-toxic PVC, DEHP Free and latex Free, smooth atraumatic tip, with two lateral eyes, straight kink resistant, proximal end: tapered (funnel) distal end: closed round tip with two lateral eyes, | Urinary catheter size: 14FG (outer diameter 4.7mm), length: 400mm-450mm | Offer 1 | Each | Access Medical (Pty) Ltd | 1.18 | Access | China | 10 units | 14 Days | 1 Box | 94
RT253-21-067 | Not Applicable | NELATON URINARY CATHETER Catheter, urethral, nelaton, medical grade non-toxic PVC, DEHP Free and latex Free, smooth atraumatic tip, with two lateral eyes, straight kink resistant, proximal end: tapered (funnel) distal end: closed round tip with two lateral eyes, | Urinary catheter size: 14FG (outer diameter 4.7mm), length: 400mm-450mm | Offer 1 | Each | Logan Medical And Surgical (Pty) Ltd | 1.75 | Accura | China | 50 units | 7 Days | 2 Boxes | 50.5254
RT253-21-067 | Not Applicable | NELATON URINARY CATHETER Catheter, urethral, nelaton, medical grade non-toxic PVC, DEHP Free and latex Free, smooth atraumatic tip, with two lateral eyes, straight kink resistant, proximal end: tapered (funnel) distal end: closed round tip with two lateral eyes, | Urinary catheter size: 14FG (outer diameter 4.7mm), length: 400mm-450mm | Offer 1 | Each | Tara healthcare (Pty) Ltd | 1.82 | Sterimed | China | 100 Units Per Box | 21 Days | 1000 | 45.1864
RT253-21-068 | Not Applicable | NELATON URINARY CATHETER Catheter, urethral, nelaton, medical grade non-toxic PVC, DEHP Free and latex Free, smooth atraumatic tip, with two lateral eyes, straight kink resistant, proximal end: tapered (funnel) distal end: closed round tip with two lateral eyes, | Urinary catheter size: 16FG (outer diameter 5.3mm), length: 400mm-450mm | Offer 1 | Each | Access Medical (Pty) Ltd | 1.21 | Access | China | 10 units | 14 Days | 1 Box | 94
RT253-21-068 | Not Applicable | NELATON URINARY CATHETER Catheter, urethral, nelaton, medical grade non-toxic PVC, DEHP Free and latex Free, smooth atraumatic tip, with two lateral eyes, straight kink resistant, proximal end: tapered (funnel) distal end: closed round tip with two lateral eyes, | Urinary catheter size: 16FG (outer diameter 5.3mm), length: 400mm-450mm | Offer 1 | Each | Tara healthcare (Pty) Ltd | 1.89 | Sterimed | China | 100 Units Per Box | 21 Days | 1000 | 43.4215
RT253-21-068 | Not Applicable | NELATON URINARY CATHETER Catheter, urethral, nelaton, medical grade non-toxic PVC, DEHP Free and latex Free, smooth atraumatic tip, with two lateral eyes, straight kink resistant, proximal end: tapered (funnel) distal end: closed round tip with two lateral eyes, | Urinary catheter size: 16FG (outer diameter 5.3mm), length: 400mm-450mm | Offer 1 | Each | Quality Medical Supplies (Pty) Ltd | 1.84 | Romsons Internatial | China | 1000 units | 21 Days | 1500 Units | 94
RT253-21-069 | Not Applicable | NELATON URINARY CATHETER Catheter, urethral, nelaton, medical grade non-toxic PVC, DEHP Free and latex Free, smooth atraumatic tip, with two lateral eyes, straight kink resistant, proximal end: tapered (funnel) distal end: closed round tip with two lateral eyes, | Urinary catheter size: 18FG (outer diameter 6mm), length: 400mm-450mm | Offer 1 | Each | Access Medical (Pty) Ltd | 1.24 | Access | China | 10 units | 14 Days | 1 Box | 94
RT253-21-069 | Not Applicable | NELATON URINARY CATHETER Catheter, urethral, nelaton, medical grade non-toxic PVC, DEHP Free and latex Free, smooth atraumatic tip, with two lateral eyes, straight kink resistant, proximal end: tapered (funnel) distal end: closed round tip with two lateral eyes, | Urinary catheter size: 18FG (outer diameter 6mm), length: 400mm-450mm | Offer 1 | Each | Tara healthcare (Pty) Ltd | 1.89 | Sterimed | China | 100 Units Per Box | 21 Days | 1000 | 46.8226
RT253-21-069 | Not Applicable | NELATON URINARY CATHETER Catheter, urethral, nelaton, medical grade non-toxic PVC, DEHP Free and latex Free, smooth atraumatic tip, with two lateral eyes, straight kink resistant, proximal end: tapered (funnel) distal end: closed round tip with two lateral eyes, | Urinary catheter size: 18FG (outer diameter 6mm), length: 400mm-450mm | Offer 1 | Each | Logan Medical And Surgical (Pty) Ltd | 2.11 | Accura | China | 50 units | 7 Days | 2 Boxes | 30.8548
RT253-21-070 | Not Applicable | NELATON URINARY CATHETER Catheter, urethral, nelaton, medical grade non-toxic PVC, DEHP Free and latex Free, smooth atraumatic tip, with two lateral eyes, straight kink resistant, proximal end: tapered (funnel) distal end: closed round tip with two lateral eyes, | Urinary catheter size: 20FG (outer diameter 6.7mm), length: 400mm-450mm | Offer 1 | Each | Access Medical (Pty) Ltd | 1.27 | Access | China | 10 units | 14 Days | 1 Box | 94
RT253-21-070 | Not Applicable | NELATON URINARY CATHETER Catheter, urethral, nelaton, medical grade non-toxic PVC, DEHP Free and latex Free, smooth atraumatic tip, with two lateral eyes, straight kink resistant, proximal end: tapered (funnel) distal end: closed round tip with two lateral eyes, | Urinary catheter size: 20FG (outer diameter 6.7mm), length: 400mm-450mm | Offer 1 | Each | Tara healthcare (Pty) Ltd | 2.28 | Sterimed | China | 100 Units Per Box | 21 Days | 1000 | 22.4252
RT253-21-070 | Not Applicable | NELATON URINARY CATHETER Catheter, urethral, nelaton, medical grade non-toxic PVC, DEHP Free and latex Free, smooth atraumatic tip, with two lateral eyes, straight kink resistant, proximal end: tapered (funnel) distal end: closed round tip with two lateral eyes, | Urinary catheter size: 20FG (outer diameter 6.7mm), length: 400mm-450mm | Offer 1 | Each | Quality Medical Supplies (Pty) Ltd | 2.3 | Romsons Internatial | India | 1000 units | 21 Days | 1500 Units | 94
RT253-21-071 | Not Applicable | NELATON URINARY CATHETER Catheter, urethral, nelaton, medical grade non-toxic PVC, DEHP Free and latex Free, smooth atraumatic tip, with two lateral eyes, straight kink resistant, proximal end: tapered (funnel) distal end: closed round tip with two lateral eyes, | Urinary catheter size: 22FG (outer diameter 7.3mm), length: 400mm-450mm | Offer 1 | Each | Access Medical (Pty) Ltd | 1.31 | Access | China | 10 units | 14 Days | 1 Box | 94
RT253-21-071 | Not Applicable | NELATON URINARY CATHETER Catheter, urethral, nelaton, medical grade non-toxic PVC, DEHP Free and latex Free, smooth atraumatic tip, with two lateral eyes, straight kink resistant, proximal end: tapered (funnel) distal end: closed round tip with two lateral eyes, | Urinary catheter size: 22FG (outer diameter 7.3mm), length: 400mm-450mm | Offer 1 | Each | Tara healthcare (Pty) Ltd | 2.28 | Sterimed | China | 100 Units Per Box | 21 Days | 1000 | 27.3588
RT253-21-071 | Not Applicable | NELATON URINARY CATHETER Catheter, urethral, nelaton, medical grade non-toxic PVC, DEHP Free and latex Free, smooth atraumatic tip, with two lateral eyes, straight kink resistant, proximal end: tapered (funnel) distal end: closed round tip with two lateral eyes, | Urinary catheter size: 22FG (outer diameter 7.3mm), length: 400mm-450mm | Offer 1 | Each | Quality Medical Supplies (Pty) Ltd | 2.3 | Romsons Internatial | India | 1000 units | 21 Days | 1500 Units | 94
RT253-21-072 | Not Applicable | NELATON URINARY CATHETER Catheter, urethral, nelaton, medical grade non-toxic PVC, DEHP Free and latex Free, smooth atraumatic tip, with two lateral eyes, straight kink resistant, proximal end: tapered (funnel) distal end: closed round tip with two lateral eyes, | Urinary catheter size: 12FG (outer diameter 4mm), length: 400mm-450mm | Offer 1 | Each | Logan Medical And Surgical (Pty) Ltd | 1.75 | Accura | China | 50 units | 7 Days | 2 Boxes | 94
RT253-21-072 | Not Applicable | NELATON URINARY CATHETER Catheter, urethral, nelaton, medical grade non-toxic PVC, DEHP Free and latex Free, smooth atraumatic tip, with two lateral eyes, straight kink resistant, proximal end: tapered (funnel) distal end: closed round tip with two lateral eyes, | Urinary catheter size: 12FG (outer diameter 4mm), length: 400mm-450mm | Offer 1 | Each | Tara healthcare (Pty) Ltd | 1.82 | Sterimed | China | 100 Units Per Box | 21 Days | 1000 | 90.4
RT253-21-072 | Not Applicable | NELATON URINARY CATHETER Catheter, urethral, nelaton, medical grade non-toxic PVC, DEHP Free and latex Free, smooth atraumatic tip, with two lateral eyes, straight kink resistant, proximal end: tapered (funnel) distal end: closed round tip with two lateral eyes, | Urinary catheter size: 12FG (outer diameter 4mm), length: 400mm-450mm | Offer 1 | Each | Quality Medical Supplies (Pty) Ltd | 1.84 | Romsons Internatial | India | 1000 units | 21 Days | 1500 Units | 94
RT253-21-073 | Not Applicable | NELATON URINARY CATHETER Catheter, urethral, nelaton, medical grade non-toxic PVC, DEHP Free and latex Free, smooth atraumatic tip, with two lateral eyes, straight kink resistant, proximal end: tapered (funnel) distal end: closed round tip with two lateral eyes, | Urinary catheter size: 14FG (outer diameter 4.7mm), length: 400mm-450mm | Offer 1 | Each | Access Medical (Pty) Ltd | 1.18 | Access | China | 10 units | 14 Days | 1 Box | 94
RT253-21-073 | Not Applicable | NELATON URINARY CATHETER Catheter, urethral, nelaton, medical grade non-toxic PVC, DEHP Free and latex Free, smooth atraumatic tip, with two lateral eyes, straight kink resistant, proximal end: tapered (funnel) distal end: closed round tip with two lateral eyes, | Urinary catheter size: 14FG (outer diameter 4.7mm), length: 400mm-450mm | Offer 1 | Each | Logan Medical And Surgical (Pty) Ltd | 1.75 | Accura | China | 50 units | 7 Days | 2 Boxes | 50.5254
RT253-21-073 | Not Applicable | NELATON URINARY CATHETER Catheter, urethral, nelaton, medical grade non-toxic PVC, DEHP Free and latex Free, smooth atraumatic tip, with two lateral eyes, straight kink resistant, proximal end: tapered (funnel) distal end: closed round tip with two lateral eyes, | Urinary catheter size: 14FG (outer diameter 4.7mm), length: 400mm-450mm | Offer 1 | Each | Tara healthcare (Pty) Ltd | 1.82 | Sterimed | China | 100 Units Per Box | 21 Days | 1000 | 45.1864
RT253-21-074 | Not Applicable | NELATON URINARY CATHETER Catheter, urethral, nelaton, medical grade non-toxic PVC, DEHP Free and latex Free, smooth atraumatic tip, with two lateral eyes, straight kink resistant, proximal end: tapered (funnel) distal end: closed round tip with two lateral eyes, | Urinary catheter size: 16FG (outer diameter 5.3mm), length: 400mm-450mm | Offer 1 | Each | Access Medical (Pty) Ltd | 1.21 | Access | China | 10 units | 14 Days | 1 Box | 94
RT253-21-074 | Not Applicable | NELATON URINARY CATHETER Catheter, urethral, nelaton, medical grade non-toxic PVC, DEHP Free and latex Free, smooth atraumatic tip, with two lateral eyes, straight kink resistant, proximal end: tapered (funnel) distal end: closed round tip with two lateral eyes, | Urinary catheter size: 16FG (outer diameter 5.3mm), length: 400mm-450mm | Offer 1 | Each | Tara healthcare (Pty) Ltd | 1.89 | Sterimed | China | 100 Units Per Box | 21 Days | 1000 | 43.4215
RT253-21-074 | Not Applicable | NELATON URINARY CATHETER Catheter, urethral, nelaton, medical grade non-toxic PVC, DEHP Free and latex Free, smooth atraumatic tip, with two lateral eyes, straight kink resistant, proximal end: tapered (funnel) distal end: closed round tip with two lateral eyes, | Urinary catheter size: 16FG (outer diameter 5.3mm), length: 400mm-450mm | Offer 1 | Each | Quality Medical Supplies (Pty) Ltd | 1.84 | Romsons Internatial | India | 1000 units | 21 Days | 1500 Units | 94
RT253-21-075 | Not Applicable | NELATON URINARY CATHETER Catheter, urethral, nelaton, medical grade non-toxic PVC, DEHP Free and latex Free, smooth atraumatic tip, with two lateral eyes, straight kink resistant, proximal end: tapered (funnel) distal end: closed round tip with two lateral eyes, | Urinary catheter size: 18FG (outer diameter 6mm), length: 400mm-450mm | Offer 1 | Each | Access Medical (Pty) Ltd | 1.24 | Access | China | 10 units | 14 Days | 1 Box | 94
RT253-21-075 | Not Applicable | NELATON URINARY CATHETER Catheter, urethral, nelaton, medical grade non-toxic PVC, DEHP Free and latex Free, smooth atraumatic tip, with two lateral eyes, straight kink resistant, proximal end: tapered (funnel) distal end: closed round tip with two lateral eyes, | Urinary catheter size: 18FG (outer diameter 6mm), length: 400mm-450mm | Offer 1 | Each | Tara healthcare (Pty) Ltd | 1.89 | Sterimed | China | 100 Units Per Box | 21 Days | 1000 | 46.8226
RT253-21-075 | Not Applicable | NELATON URINARY CATHETER Catheter, urethral, nelaton, medical grade non-toxic PVC, DEHP Free and latex Free, smooth atraumatic tip, with two lateral eyes, straight kink resistant, proximal end: tapered (funnel) distal end: closed round tip with two lateral eyes, | Urinary catheter size: 18FG (outer diameter 6mm), length: 400mm-450mm | Offer 1 | Each | Quality Medical Supplies (Pty) Ltd | 1.84 | Romsons Internatial | India | 1000 units | 21 Days | 1500 Units | 94
RT253-21-076 | Not Applicable | NELATON URINARY CATHETER Catheter, urethral, nelaton, medical grade non-toxic PVC, DEHP Free and latex Free, smooth atraumatic tip, with two lateral eyes, straight kink resistant, proximal end: tapered (funnel) distal end: closed round tip with two lateral eyes, | Urinary catheter size: 20FG (outer diameter 6.7mm), length: 400mm-450mm | Offer 1 | Each | Access Medical (Pty) Ltd | 1.27 | Access | China | 10 units | 14 Days | 1 Box | 94
RT253-21-076 | Not Applicable | NELATON URINARY CATHETER Catheter, urethral, nelaton, medical grade non-toxic PVC, DEHP Free and latex Free, smooth atraumatic tip, with two lateral eyes, straight kink resistant, proximal end: tapered (funnel) distal end: closed round tip with two lateral eyes, | Urinary catheter size: 20FG (outer diameter 6.7mm), length: 400mm-450mm | Offer 1 | Each | Supra Healthcare Johannesburg (Pty) Ltd | 2.2574 | Avacare | China | 1 unit | 21 Days | 1 unit | 23.0337
RT253-21-076 | Not Applicable | NELATON URINARY CATHETER Catheter, urethral, nelaton, medical grade non-toxic PVC, DEHP Free and latex Free, smooth atraumatic tip, with two lateral eyes, straight kink resistant, proximal end: tapered (funnel) distal end: closed round tip with two lateral eyes, | Urinary catheter size: 20FG (outer diameter 6.7mm), length: 400mm-450mm | Offer 1 | Each | Quality Medical Supplies (Pty) Ltd | 1.84 | Romsons Internatial | India | 1000 units | 21 Days | 1500 Units | 94
RT253-21-077 | Not Applicable | NELATON URINARY CATHETER Catheter, urethral, nelaton, medical grade non-toxic PVC, DEHP Free and latex Free, smooth atraumatic tip, with two lateral eyes, straight kink resistant, proximal end: tapered (funnel) distal end: closed round tip with two lateral eyes, | Urinary catheter size: 22FG (outer diameter 7.3mm), length: 400mm-450mm | Offer 1 | Each | Access Medical (Pty) Ltd | 1.31 | Access | China | 10 units | 14 Days | 1 Box | 94
RT253-21-077 | Not Applicable | NELATON URINARY CATHETER Catheter, urethral, nelaton, medical grade non-toxic PVC, DEHP Free and latex Free, smooth atraumatic tip, with two lateral eyes, straight kink resistant, proximal end: tapered (funnel) distal end: closed round tip with two lateral eyes, | Urinary catheter size: 22FG (outer diameter 7.3mm), length: 400mm-450mm | Offer 1 | Each | Supra Healthcare Johannesburg (Pty) Ltd | 2.2574 | Avacare | China | 1 unit | 21 Days | 1 unit | 27.9185
RT253-21-077 | Not Applicable | NELATON URINARY CATHETER Catheter, urethral, nelaton, medical grade non-toxic PVC, DEHP Free and latex Free, smooth atraumatic tip, with two lateral eyes, straight kink resistant, proximal end: tapered (funnel) distal end: closed round tip with two lateral eyes, | Urinary catheter size: 22FG (outer diameter 7.3mm), length: 400mm-450mm | Offer 1 | Each | Quality Medical Supplies (Pty) Ltd | 1.84 | Romsons Internatial | India | 1000 units | 21 Days | 1500 Units | 94
RT253-21-078 | Not Applicable | NELATON URINARY CATHETER Catheter, urethral, nelaton, medical grade non-toxic PVC, DEHP Free and latex Free, smooth atraumatic tip, with two lateral eyes, straight kink resistant, proximal end: tapered (funnel) distal end: closed round tip with two lateral eyes, | Urinary catheter size: 24FG (outer diameter 8mm), length: 400mm-450mm | Offer 1 | Each | Access Medical (Pty) Ltd | 1.31 | Access | China | 10 units | 14 Days | 1 Box | 94
RT253-21-078 | Not Applicable | NELATON URINARY CATHETER Catheter, urethral, nelaton, medical grade non-toxic PVC, DEHP Free and latex Free, smooth atraumatic tip, with two lateral eyes, straight kink resistant, proximal end: tapered (funnel) distal end: closed round tip with two lateral eyes, | Urinary catheter size: 24FG (outer diameter 8mm), length: 400mm-450mm | Offer 1 | Each | Tara healthcare (Pty) Ltd | 2.55 | Sterimed | China | 100 Units Per Box | 21 Days | 1000 | 8.8092
RT253-21-078 | Not Applicable | NELATON URINARY CATHETER Catheter, urethral, nelaton, medical grade non-toxic PVC, DEHP Free and latex Free, smooth atraumatic tip, with two lateral eyes, straight kink resistant, proximal end: tapered (funnel) distal end: closed round tip with two lateral eyes, | Urinary catheter size: 24FG (outer diameter 8mm), length: 400mm-450mm | Offer 1 | Each | Quality Medical Supplies (Pty) Ltd | 1.84 | Romsons Internatial | India | 1000 units | 21 Days | 1500 Units | 94
RT253-21-079 | Not Applicable | HYDROPHILIC INTERMITTENT CATHETER Hydrophilic catheter, use for intermittent catheterization, with a straight tip, pre-lubricated, ready to use, must be hydrophilic coated, polyurethane plastic, latex free and DEHP free, extremely smooth, polished eyelets, must be prepacked in sterile saline, must have an uncoated grip zone for total control. | Hydrophilic intermittent catheter size: 8FG, length: ±200mm | Offer 1 | Each | Access Medical (Pty) Ltd | 11.7 | Access | China | 10 units | 14 Days | 1 Box | 94
RT253-21-079 | Not Applicable | HYDROPHILIC INTERMITTENT CATHETER Hydrophilic catheter, use for intermittent catheterization, with a straight tip, pre-lubricated, ready to use, must be hydrophilic coated, polyurethane plastic, latex free and DEHP free, extremely smooth, polished eyelets, must be prepacked in sterile saline, must have an uncoated grip zone for total control. | Hydrophilic intermittent catheter size: 8FG, length: ±200mm | Offer 1 | Each | Tara healthcare (Pty) Ltd | 16 | Benecath | China | 30 Units Per Box | 21 Days | 300 | 60.9231
RT253-21-079 | Not Applicable | HYDROPHILIC INTERMITTENT CATHETER Hydrophilic catheter, use for intermittent catheterization, with a straight tip, pre-lubricated, ready to use, must be hydrophilic coated, polyurethane plastic, latex free and DEHP free, extremely smooth, polished eyelets, must be prepacked in sterile saline, must have an uncoated grip zone for total control. | Hydrophilic intermittent catheter size: 8FG, length: ±200mm | Offer 1 | Each | Diverse Pharmaceuticals (Pty) Ltd | 16.56 | Morningside (Need a cath) | China | 100 units | 4-5 Days | 1000 units | 58.0548
RT253-21-080 | Not Applicable | HYDROPHILIC INTERMITTENT CATHETER Hydrophilic catheter, use for intermittent catheterization, with a straight tip, pre-lubricated, ready to use, must be hydrophilic coated, polyurethane plastic, latex free and DEHP free, extremely smooth, polished eyelets, must be prepacked in sterile saline, must have an uncoated grip zone for total control. | Hydrophilic intermittent catheter size: 10FG, length: ±200mm | Offer 1 | Each | Access Medical (Pty) Ltd | 11.7 | Access | China | 10 units | 14 Days | 1 Box | 94
RT253-21-080 | Not Applicable | HYDROPHILIC INTERMITTENT CATHETER Hydrophilic catheter, use for intermittent catheterization, with a straight tip, pre-lubricated, ready to use, must be hydrophilic coated, polyurethane plastic, latex free and DEHP free, extremely smooth, polished eyelets, must be prepacked in sterile saline, must have an uncoated grip zone for total control. | Hydrophilic intermittent catheter size: 10FG, length: ±200mm | Offer 1 | Each | Tara healthcare (Pty) Ltd | 16 | Benecath | China | 30 Units Per Box | 21 Days | 300 | 60.9231
RT253-21-080 | Not Applicable | HYDROPHILIC INTERMITTENT CATHETER Hydrophilic catheter, use for intermittent catheterization, with a straight tip, pre-lubricated, ready to use, must be hydrophilic coated, polyurethane plastic, latex free and DEHP free, extremely smooth, polished eyelets, must be prepacked in sterile saline, must have an uncoated grip zone for total control. | Hydrophilic intermittent catheter size: 10FG, length: ±200mm | Offer 1 | Each | Diverse Pharmaceuticals (Pty) Ltd | 16.56 | Morningside (Need a cath) | China | 100 units | 4-5 Days | 1000 units | 58.0548
RT253-21-081 | Not Applicable | HYDROPHILIC INTERMITTENT CATHETER Hydrophilic catheter, use for intermittent catheterization, with a straight tip, pre-lubricated, ready to use, must be hydrophilic coated, polyurethane plastic, latex free and DEHP free, extremely smooth, polished eyelets, must be prepacked in sterile saline, must have an uncoated grip zone for total control. | Hydrophilic intermittent catheter size: 12FG, length: ±200mm | Offer 1 | Each | Access Medical (Pty) Ltd | 11.7 | Access | China | 10 units | 14 Days | 1 Box | 94
RT253-21-081 | Not Applicable | HYDROPHILIC INTERMITTENT CATHETER Hydrophilic catheter, use for intermittent catheterization, with a straight tip, pre-lubricated, ready to use, must be hydrophilic coated, polyurethane plastic, latex free and DEHP free, extremely smooth, polished eyelets, must be prepacked in sterile saline, must have an uncoated grip zone for total control. | Hydrophilic intermittent catheter size: 12FG, length: ±200mm | Offer 1 | Each | Tara healthcare (Pty) Ltd | 16 | Benecath | China | 30 Units Per Box | 21 Days | 300 | 60.9231
RT253-21-081 | Not Applicable | HYDROPHILIC INTERMITTENT CATHETER Hydrophilic catheter, use for intermittent catheterization, with a straight tip, pre-lubricated, ready to use, must be hydrophilic coated, polyurethane plastic, latex free and DEHP free, extremely smooth, polished eyelets, must be prepacked in sterile saline, must have an uncoated grip zone for total control. | Hydrophilic intermittent catheter size: 12FG, length: ±200mm | Offer 1 | Each | Diverse Pharmaceuticals (Pty) Ltd | 16.56 | Morningside (Need a cath) | China | 100 units | 4-5 Days | 1000 units | 58.0548
RT253-21-082 | Not Applicable | HYDROPHILIC INTERMITTENT CATHETER Hydrophilic catheter, use for intermittent catheterization, with a straight tip, pre-lubricated, ready to use, must be hydrophilic coated, polyurethane plastic, latex free and DEHP free, extremely smooth, polished eyelets, must be prepacked in sterile saline, must have an uncoated grip zone for total control. | Hydrophilic intermittent catheter size: 14FG, length: ±200mm | Offer 1 | Each | Access Medical (Pty) Ltd | 11.7 | Access | China | 10 units | 14 Days | 1 Box | 94
RT253-21-082 | Not Applicable | HYDROPHILIC INTERMITTENT CATHETER Hydrophilic catheter, use for intermittent catheterization, with a straight tip, pre-lubricated, ready to use, must be hydrophilic coated, polyurethane plastic, latex free and DEHP free, extremely smooth, polished eyelets, must be prepacked in sterile saline, must have an uncoated grip zone for total control. | Hydrophilic intermittent catheter size: 14FG, length: ±200mm | Offer 1 | Each | Tara healthcare (Pty) Ltd | 16 | Benecath | China | 30 Units Per Box | 21 Days | 300 | 60.9231
RT253-21-082 | Not Applicable | HYDROPHILIC INTERMITTENT CATHETER Hydrophilic catheter, use for intermittent catheterization, with a straight tip, pre-lubricated, ready to use, must be hydrophilic coated, polyurethane plastic, latex free and DEHP free, extremely smooth, polished eyelets, must be prepacked in sterile saline, must have an uncoated grip zone for total control. | Hydrophilic intermittent catheter size: 14FG, length: ±200mm | Offer 1 | Each | Diverse Pharmaceuticals (Pty) Ltd | 16.56 | Morningside (Need a cath) | China | 100 units | 4-5 Days | 1000 units | 58.0548
RT253-21-083 | Not Applicable | HYDROPHILIC INTERMITTENT CATHETER Hydrophilic catheter, use for intermittent catheterization, with a straight tip, pre-lubricated, ready to use, must be hydrophilic coated, polyurethane plastic, latex free and DEHP free, extremely smooth, polished eyelets, must be prepacked in sterile saline, must have an uncoated grip zone for total control. | Hydrophilic intermittent catheter size: 16FG, length: ±200mm | Offer 1 | Each | Access Medical (Pty) Ltd | 11.7 | Access | China | 10 units | 14 Days | 1 Box | 94
RT253-21-083 | Not Applicable | HYDROPHILIC INTERMITTENT CATHETER Hydrophilic catheter, use for intermittent catheterization, with a straight tip, pre-lubricated, ready to use, must be hydrophilic coated, polyurethane plastic, latex free and DEHP free, extremely smooth, polished eyelets, must be prepacked in sterile saline, must have an uncoated grip zone for total control. | Hydrophilic intermittent catheter size: 16FG, length: ±200mm | Offer 1 | Each | Tara healthcare (Pty) Ltd | 16 | Benecath | China | 30 Units Per Box | 21 Days | 300 | 60.9231
RT253-21-083 | Not Applicable | HYDROPHILIC INTERMITTENT CATHETER Hydrophilic catheter, use for intermittent catheterization, with a straight tip, pre-lubricated, ready to use, must be hydrophilic coated, polyurethane plastic, latex free and DEHP free, extremely smooth, polished eyelets, must be prepacked in sterile saline, must have an uncoated grip zone for total control. | Hydrophilic intermittent catheter size: 16FG, length: ±200mm | Offer 1 | Each | Diverse Pharmaceuticals (Pty) Ltd | 16.56 | Morningside (Need a cath) | China | 100 units | 4-5 Days | 1000 units | 58.0548
RT253-21-084 | Not Applicable | HYDROPHILIC INTERMITTENT CATHETER Hydrophilic catheter, use for intermittent catheterization, with a straight tip, pre-lubricated, ready to use, must be hydrophilic coated, polyurethane plastic, latex free and DEHP free, extremely smooth, polished eyelets, must be prepacked in sterile saline, must have an uncoated grip zone for total control. | Hydrophilic intermittent catheter size: 18FG, length: ±400mm | Offer 1 | Each | Access Medical (Pty) Ltd | 11.47 | Access | China | 10 units | 14 Days | 1 Box | 94
RT253-21-084 | Not Applicable | HYDROPHILIC INTERMITTENT CATHETER Hydrophilic catheter, use for intermittent catheterization, with a straight tip, pre-lubricated, ready to use, must be hydrophilic coated, polyurethane plastic, latex free and DEHP free, extremely smooth, polished eyelets, must be prepacked in sterile saline, must have an uncoated grip zone for total control. | Hydrophilic intermittent catheter size: 18FG, length: ±400mm | Offer 1 | Each | Tara healthcare (Pty) Ltd | 16 | Benecath | China | 30 Units Per Box | 21 Days | 300 | 58.4551
RT253-21-084 | Not Applicable | HYDROPHILIC INTERMITTENT CATHETER Hydrophilic catheter, use for intermittent catheterization, with a straight tip, pre-lubricated, ready to use, must be hydrophilic coated, polyurethane plastic, latex free and DEHP free, extremely smooth, polished eyelets, must be prepacked in sterile saline, must have an uncoated grip zone for total control. | Hydrophilic intermittent catheter size: 18FG, length: ±400mm | Offer 1 | Each | Diverse Pharmaceuticals (Pty) Ltd | 16.91 | Morningside (Need a cath) | China | 100 units | 4-5 Days | 1000 units | 52.7631
RT253-21-085 | Not Applicable | HYDROPHILIC INTERMITTENT CATHETER Hydrophilic catheter, use for intermittent catheterization, with a straight tip, pre-lubricated, ready to use, must be hydrophilic coated, polyurethane plastic, latex free and DEHP free, extremely smooth, polished eyelets, must be prepacked in sterile saline, must have an uncoated grip zone for total control. | Hydrophilic intermittent catheter size: 8FG, length: ±400mm | Offer 1 | Each | Access Medical (Pty) Ltd | 10.44 | Access | China | 10 units | 14 Days | 1 Box | 94
RT253-21-085 | Not Applicable | HYDROPHILIC INTERMITTENT CATHETER Hydrophilic catheter, use for intermittent catheterization, with a straight tip, pre-lubricated, ready to use, must be hydrophilic coated, polyurethane plastic, latex free and DEHP free, extremely smooth, polished eyelets, must be prepacked in sterile saline, must have an uncoated grip zone for total control. | Hydrophilic intermittent catheter size: 8FG, length: ±400mm | Offer 1 | Each | Tara healthcare (Pty) Ltd | 16 | Benecath | China | 30 Units Per Box | 21 Days | 300 | 46.069
RT253-21-085 | Not Applicable | HYDROPHILIC INTERMITTENT CATHETER Hydrophilic catheter, use for intermittent catheterization, with a straight tip, pre-lubricated, ready to use, must be hydrophilic coated, polyurethane plastic, latex free and DEHP free, extremely smooth, polished eyelets, must be prepacked in sterile saline, must have an uncoated grip zone for total control. | Hydrophilic intermittent catheter size: 8FG, length: ±400mm | Offer 1 | Each | Diverse Pharmaceuticals (Pty) Ltd | 16.91 | Morningside (Need a cath) | China | 100 units | 4-5 Days | 1000 units | 39.73
RT253-21-086 | Not Applicable | HYDROPHILIC INTERMITTENT CATHETER Hydrophilic catheter, use for intermittent catheterization, with a straight tip, pre-lubricated, ready to use, must be hydrophilic coated, polyurethane plastic, latex free and DEHP free, extremely smooth, polished eyelets, must be prepacked in sterile saline, must have an uncoated grip zone for total control. | Hydrophilic intermittent catheter size: 10FG, length: ±400mm | Offer 1 | Each | Access Medical (Pty) Ltd | 10.44 | Access | China | 10 units | 14 Days | 1 Box | 94
RT253-21-086 | Not Applicable | HYDROPHILIC INTERMITTENT CATHETER Hydrophilic catheter, use for intermittent catheterization, with a straight tip, pre-lubricated, ready to use, must be hydrophilic coated, polyurethane plastic, latex free and DEHP free, extremely smooth, polished eyelets, must be prepacked in sterile saline, must have an uncoated grip zone for total control. | Hydrophilic intermittent catheter size: 10FG, length: ±400mm | Offer 1 | Each | Tara healthcare (Pty) Ltd | 16 | Benecath | China | 30 Units Per Box | 21 Days | 300 | 46.069
RT253-21-086 | Not Applicable | HYDROPHILIC INTERMITTENT CATHETER Hydrophilic catheter, use for intermittent catheterization, with a straight tip, pre-lubricated, ready to use, must be hydrophilic coated, polyurethane plastic, latex free and DEHP free, extremely smooth, polished eyelets, must be prepacked in sterile saline, must have an uncoated grip zone for total control. | Hydrophilic intermittent catheter size: 10FG, length: ±400mm | Offer 1 | Each | Diverse Pharmaceuticals (Pty) Ltd | 16.91 | Morningside (Need a cath) | China | 100 units | 4-5 Days | 1000 units | 39.73
RT253-21-087 | Not Applicable | HYDROPHILIC INTERMITTENT CATHETER Hydrophilic catheter, use for intermittent catheterization, with a straight tip, pre-lubricated, ready to use, must be hydrophilic coated, polyurethane plastic, latex free and DEHP free, extremely smooth, polished eyelets, must be prepacked in sterile saline, must have an uncoated grip zone for total control. | Hydrophilic intermittent catheter size: 12FG, length: ±400mm | Offer 1 | Each | Access Medical (Pty) Ltd | 10.44 | Access | China | 10 units | 14 Days | 1 Box | 39.73
RT253-21-087 | Not Applicable | HYDROPHILIC INTERMITTENT CATHETER Hydrophilic catheter, use for intermittent catheterization, with a straight tip, pre-lubricated, ready to use, must be hydrophilic coated, polyurethane plastic, latex free and DEHP free, extremely smooth, polished eyelets, must be prepacked in sterile saline, must have an uncoated grip zone for total control. | Hydrophilic intermittent catheter size: 12FG, length: ±400mm | Offer 1 | Each | Tara healthcare (Pty) Ltd | 16 | Benecath | China | 30 Units Per Box | 21 Days | 300 | 39.73
RT253-21-087 | Not Applicable | HYDROPHILIC INTERMITTENT CATHETER Hydrophilic catheter, use for intermittent catheterization, with a straight tip, pre-lubricated, ready to use, must be hydrophilic coated, polyurethane plastic, latex free and DEHP free, extremely smooth, polished eyelets, must be prepacked in sterile saline, must have an uncoated grip zone for total control. | Hydrophilic intermittent catheter size: 12FG, length: ±400mm | Offer 1 | Each | Diverse Pharmaceuticals (Pty) Ltd | 16.91 | Morningside (Need a cath) | China | 100 units | 4-5 Days | 1000 units | 39.73
RT253-21-088 | Not Applicable | HYDROPHILIC INTERMITTENT CATHETER Hydrophilic catheter, use for intermittent catheterization, with a straight tip, pre-lubricated, ready to use, must be hydrophilic coated, polyurethane plastic, latex free and DEHP free, extremely smooth, polished eyelets, must be prepacked in sterile saline, must have an uncoated grip zone for total control. | Hydrophilic intermittent catheter size: 14FG, length: ±400mm | Offer 1 | Each | Access Medical (Pty) Ltd | 10.44 | Access | China | 10 units | 14 Days | 1 Box | 39.73
RT253-21-088 | Not Applicable | HYDROPHILIC INTERMITTENT CATHETER Hydrophilic catheter, use for intermittent catheterization, with a straight tip, pre-lubricated, ready to use, must be hydrophilic coated, polyurethane plastic, latex free and DEHP free, extremely smooth, polished eyelets, must be prepacked in sterile saline, must have an uncoated grip zone for total control. | Hydrophilic intermittent catheter size: 14FG, length: ±400mm | Offer 1 | Each | Tara healthcare (Pty) Ltd | 16 | Benecath | China | 30 Units Per Box | 21 Days | 300 | 39.73
RT253-21-088 | Not Applicable | HYDROPHILIC INTERMITTENT CATHETER Hydrophilic catheter, use for intermittent catheterization, with a straight tip, pre-lubricated, ready to use, must be hydrophilic coated, polyurethane plastic, latex free and DEHP free, extremely smooth, polished eyelets, must be prepacked in sterile saline, must have an uncoated grip zone for total control. | Hydrophilic intermittent catheter size: 14FG, length: ±400mm | Offer 1 | Each | Diverse Pharmaceuticals (Pty) Ltd | 16.91 | Morningside (Need a cath) | China | 100 units | 4-5 Days | 1000 units | 39.73
RT253-21-089 | Not Applicable | HYDROPHILIC INTERMITTENT CATHETER Hydrophilic catheter, use for intermittent catheterization, with a straight tip, pre-lubricated, ready to use, must be hydrophilic coated, polyurethane plastic, latex free and DEHP free, extremely smooth, polished eyelets, must be prepacked in sterile saline, must have an uncoated grip zone for total control. | Hydrophilic intermittent catheter size: 16FG, length: ±400mm | Offer 1 | Each | Access Medical (Pty) Ltd | 10.5 | Access | China | 10 units | 14 Days | 1 Box | 94
RT253-21-089 | Not Applicable | HYDROPHILIC INTERMITTENT CATHETER Hydrophilic catheter, use for intermittent catheterization, with a straight tip, pre-lubricated, ready to use, must be hydrophilic coated, polyurethane plastic, latex free and DEHP free, extremely smooth, polished eyelets, must be prepacked in sterile saline, must have an uncoated grip zone for total control. | Hydrophilic intermittent catheter size: 16FG, length: ±400mm | Offer 1 | Each | Tara healthcare (Pty) Ltd | 16 | Benecath | China | 30 Units Per Box | 21 Days | 300 | 46.8571
RT253-21-089 | Not Applicable | HYDROPHILIC INTERMITTENT CATHETER Hydrophilic catheter, use for intermittent catheterization, with a straight tip, pre-lubricated, ready to use, must be hydrophilic coated, polyurethane plastic, latex free and DEHP free, extremely smooth, polished eyelets, must be prepacked in sterile saline, must have an uncoated grip zone for total control. | Hydrophilic intermittent catheter size: 16FG, length: ±400mm | Offer 1 | Each | Diverse Pharmaceuticals (Pty) Ltd | 16.91 | Morningside (Need a cath) | China | 100 units | 4-5 Days | 1000 units | 40.6079
RT253-21-090 | Not Applicable | HYDROPHILIC INTERMITTENT CATHETER Hydrophilic catheter, use for intermittent catheterization, with a straight tip, pre-lubricated, ready to use, must be hydrophilic coated, polyurethane plastic, latex free and DEHP free, extremely smooth, polished eyelets, must be prepacked in sterile saline, must have an uncoated grip zone for total control. | Hydrophilic intermittent catheter size: 18FG, length: ±400mm | Offer 1 | Each | Access Medical (Pty) Ltd | 11.47 | Access | China | 10 units | 14 Days | 1 Box | 52.7631
RT253-21-090 | Not Applicable | HYDROPHILIC INTERMITTENT CATHETER Hydrophilic catheter, use for intermittent catheterization, with a straight tip, pre-lubricated, ready to use, must be hydrophilic coated, polyurethane plastic, latex free and DEHP free, extremely smooth, polished eyelets, must be prepacked in sterile saline, must have an uncoated grip zone for total control. | Hydrophilic intermittent catheter size: 18FG, length: ±400mm | Offer 1 | Each | Tara healthcare (Pty) Ltd | 16 | Benecath | China | 30 Units Per Box | 21 Days | 300 | 40.6079
RT253-21-090 | Not Applicable | HYDROPHILIC INTERMITTENT CATHETER Hydrophilic catheter, use for intermittent catheterization, with a straight tip, pre-lubricated, ready to use, must be hydrophilic coated, polyurethane plastic, latex free and DEHP free, extremely smooth, polished eyelets, must be prepacked in sterile saline, must have an uncoated grip zone for total control. | Hydrophilic intermittent catheter size: 18FG, length: ±400mm | Offer 1 | Each | Diverse Pharmaceuticals (Pty) Ltd | 16.91 | Morningside (Need a cath) | China | 100 units | 4-5 Days | 1000 units | 52.7631
RT253-22-001 | Not Applicable | DRAINAGE BAG, TYPE 1 Bag, drainage, plasticised, medical grade non-toxic PVC, the finish of which prevents adhesion between front and back of bag. non-drainable, type 1 - single ended, no outlet taps, non-sterile, graduated | volume of 2000ml, with internal non-return valve, diameter of inlet tube 5mm. Sterile. | Offer 1 | Each | Access Medical (Pty) Ltd | 3.11 | Access | China | 10 units | 14 Days | 1 Box | 94
RT253-22-001 | Not Applicable | DRAINAGE BAG, TYPE 1 Bag, drainage, plasticised, medical grade non-toxic PVC, the finish of which prevents adhesion between front and back of bag. non-drainable, type 1 - single ended, no outlet taps, non-sterile, graduated | volume of 2000ml, with internal non-return valve, diameter of inlet tube 5mm. Sterile. | Offer 1 | Each | Logan Medical And Surgical (Pty) Ltd | 3.27 | Accura | China | 10 units | 7 Days | 10 Packs | 89.3698
RT253-22-002 | Not Applicable | DRAINAGE BAG, TYPE 2 Bag, urine drainage, plasticised, medical, grade non-toxic PVC, the finish of which prevents adhesion between front and back of bag. general use - drainable type 2 - double ended with bottom drain, graduated | volume of 2000ml with outlet tap and with non-return valve at upper end, internal diameter of inlet and outlet tube not less than 5mm, | Offer 1 | Each | Logan Medical And Surgical (Pty) Ltd | 3.26 | Accura | China | 10 units | 7 Days | 10 Packs | 94
RT253-22-002 | Not Applicable | DRAINAGE BAG, TYPE 2 Bag, urine drainage, plasticised, medical, grade non-toxic PVC, the finish of which prevents adhesion between front and back of bag. general use - drainable type 2 - double ended with bottom drain, graduated | volume of 2000ml with outlet tap and with non-return valve at upper end, internal diameter of inlet and outlet tube not less than 5mm, | Offer 1 | Each | Access Medical (Pty) Ltd | 3.74 | Access | China | 10 units | 14 Days | 1 Box | 80.7485
RT253-22-002 | Not Applicable | DRAINAGE BAG, TYPE 2 Bag, urine drainage, plasticised, medical, grade non-toxic PVC, the finish of which prevents adhesion between front and back of bag. general use - drainable type 2 - double ended with bottom drain, graduated | volume of 2000ml with outlet tap and with non-return valve at upper end, internal diameter of inlet and outlet tube not less than 5mm, | Offer 1 | Each | Dynamed Pharmaceuticals (Pty) Ltd | 4.9686 | Dynamed | India | 10 units | 7-14 Days | 5 Boxes | 46.8301
RT253-22-003 | Not Applicable | DRAINAGE BAG WITH MEASURING DEVICE Bag, urine drainage, with urine output measuring device, plasticised, medical, grade non-toxic PVC, the finished of which prevents adhesion between front and back of bag, type 2 – double ended, graduated volume of 2000ml with outlet tap and with non-return valve, with hanging device, drainable sturdy 400-500ml measuring device which is graduated in 5ml increments, with needle Free sampling port on urine meter, | inner diameter of drainage tube 5-8mm, length of inlet tube: 120cm -150cm. Sterile and individually wrapped and peel packed | Offer 1 | Each | Logan Medical And Surgical (Pty) Ltd | 59.23 | Accura | China | 1 units | 7 Days | 50 units | 94
RT253-22-004 | Not Applicable | DRAINAGE BAG MADE OF POLYURETHANE bag, body fluid sample collecting, polyethylene with non-allergenic adhesive face plate | Size not less than 55mm x 150mm, volume not less than 100-300ml suitable for both sexes. | Offer 1 | Each | Access Medical (Pty) Ltd | 0.83 | Access | China | 10 units | 14 Days | 1 Box | 94
RT253-22-004 | Not Applicable | DRAINAGE BAG MADE OF POLYURETHANE bag, body fluid sample collecting, polyethylene with non-allergenic adhesive face plate | Size not less than 55mm x 150mm, volume not less than 100-300ml suitable for both sexes. | Offer 1 | Each | Logan Medical And Surgical (Pty) Ltd | 1 | Accura | China | 100 units | 7 Days | 10 Boxes | 75.5663
RT253-22-006 | Not Applicable | LEG BAGS Bag, drainage, leg bag, non-sterile, for long term, re-usable plasticised, medical, grade non-toxic PVC, the finish of which prevents adhesion between front and back of bag, prevent odour and rustle Free inlet tube kink-Free and flexible an integral non-return valve to prevent back flow universal connector for attachment of indwelling urethral catheters and uri sheaths backing material to be absorbent to prevent irritation and improve comfort outlet valve simple to operate but leakproof eyelets - to accommodate leg bag straps - should be of sufficient strength not to tear when supporting the bag includes: one pair of adjustable elastic/velcro straps | Leg bag capacity: 500ml, length of inlet tube: 60cm | Offer 1 | Each | Logan Medical And Surgical (Pty) Ltd | 8.4 | Accura | China | 10 units | 7 Days | 10 Packs | 42.6916
RT253-22-007 | Not Applicable | LEG BAGS Bag, drainage, leg bag, non-sterile, for long term, re-usable plasticised, medical, grade non-toxic PVC, the finish of which prevents adhesion between front and back of bag, prevent odour and rustle Free inlet tube kink-Free and flexible an integral non-return valve to prevent back flow universal connector for attachment of indwelling urethral catheters and uri sheaths backing material to be absorbent to prevent irritation and improve comfort outlet valve simple to operate but leakproof eyelets - to accommodate leg bag straps - should be of sufficient strength not to tear when supporting the bag includes: one pair of adjustable elastic/velcro straps | Leg bag capacity: 750ml, length of inlet tube: 60cm | Offer 1 | Each | Allenco Medical And Dental Supplies CC | 7.48 | Fushan | China | 100 units | 3-21 Days | 300 units | 58.0082
RT253-22-007 | Not Applicable | LEG BAGS Bag, drainage, leg bag, non-sterile, for long term, re-usable plasticised, medical, grade non-toxic PVC, the finish of which prevents adhesion between front and back of bag, prevent odour and rustle Free inlet tube kink-Free and flexible an integral non-return valve to prevent back flow universal connector for attachment of indwelling urethral catheters and uri sheaths backing material to be absorbent to prevent irritation and improve comfort outlet valve simple to operate but leakproof eyelets - to accommodate leg bag straps - should be of sufficient strength not to tear when supporting the bag includes: one pair of adjustable elastic/velcro straps | Leg bag capacity: 750ml, length of inlet tube: 60cm | Offer 1 | Each | Supra Healthcare Johannesburg (Pty) Ltd | 9.9109 | Avacare | China | 1 unit | 21 Days | 1 unit | 16.2835
RT253-23-001 | Not Applicable | WOUND DRAINAGE SHEET Drainage sheet, wound, corrugated silicone, sterile, individually peel packed | 300mm x 110mm, unstretched | Offer 1 | Each | Supra Healthcare Johannesburg (Pty) Ltd | 19.4752 | Avacare | China | 1 unit | 21 Days | 1 unit | 93.0088
RT253-23-001 | Not Applicable | WOUND DRAINAGE SHEET Drainage sheet, wound, corrugated silicone, sterile, individually peel packed | 300mm x 110mm, unstretched | Offer 1 | Each | Biocor Hospital Supplies (Pty) Ltd | 27.98 | Technomed | South Africa | 10 units | 10-15 Days | 10 units | 57.9974
RT253-23-001 | Not Applicable | WOUND DRAINAGE SHEET Drainage sheet, wound, corrugated silicone, sterile, individually peel packed | 300mm x 110mm, unstretched | Offer 1 | Each | Biocor Hospital Supplies (Pty) Ltd | 28.38 | Technomed | South Africa | 10 units | 10-15 Days | 10 units | 56.1489
RT253-23-001 | Not Applicable | WOUND DRAINAGE SHEET Drainage sheet, wound, corrugated silicone, sterile, individually peel packed | 300mm x 110mm, unstretched | Offer 1 | Each | Akacia Medical (Pty) Ltd | 35.16 | Akacia Medical | China | 1 Unit | 20 Days | 50 Units | 20.9168
RT253-24-001 | Not Applicable | TUBING CONNECTOR AUTOCLAVABLE Tubing connector, plastic autoclavable tapered. Double tapered ends to be of an acceptable finish which will prevent accidental detachment. | Outer diameter: 11mm to 7mm, double tapered ends | Offer 1 | Each | Akacia Medical (Pty) Ltd | 5.72 | Akacia Medical | China | 1 Unit | 20 Days | 50 Units | 93.4
RT253-24-004 | Not Applicable | TUBING CONNECTOR AUTOCLAVABLE Tubing connector, plastic autoclavable tapered. Double tapered ends to be of an acceptable finish which will prevent accidental detachment. | Extension: 6.0mm-8.0mm/6.0mm-8.0mm | Offer 1 | Each | Akacia Medical (Pty) Ltd | 3.41 | Akacia Medical | China | 1 Unit | 20 Days | 50 Units | 93.4
RT253-25-001 | Not Applicable | ASPIRATING TUBE Tube, aspirating, specimen container, with two variable level ports attached to latex suction tubing: internal diameter: 4,76 mm, wall: 1,59 mm, removable stopper, | Aspirating tube capacity: 8 ml | Offer 1 | Each | Akacia Medical (Pty) Ltd | 6.89 | Akacia Medical | China | 1 Unit | 20 Days | 50 Units | 93.4
RT253-25-003 | Not Applicable | MUCUS EXTRACTOR Mucous extractor, comprising: not less than 20 ml transparent plastic mucous trap, | 6FG and 10FG suction catheters, suction tube with mouthpiece, laboratory sealing cap to fit specimen jar, identification label | Offer 1 | Each | Access Medical (Pty) Ltd | 2.51 | Access | China | 10 units | 14 Days | 1 Box | 94
RT253-25-003 | Not Applicable | MUCUS EXTRACTOR Mucous extractor, comprising: not less than 20 ml transparent plastic mucous trap, | 6FG and 10FG suction catheters, suction tube with mouthpiece, laboratory sealing cap to fit specimen jar, identification label | Offer 1 | Each | Tara healthcare (Pty) Ltd | 3.55 | Sterimed | China | 25 Units Per Box | 21 Days | 400 | 56.7092
RT253-25-003 | Not Applicable | MUCUS EXTRACTOR Mucous extractor, comprising: not less than 20 ml transparent plastic mucous trap, | 6FG and 10FG suction catheters, suction tube with mouthpiece, laboratory sealing cap to fit specimen jar, identification label | Offer 1 | Each | Logan Medical And Surgical (Pty) Ltd | 4.03 | Accura | China | 1 units | 7 Days | 100 units | 39.498
RT253-26-001 | Not Applicable | STOMACH WASHOUT TUBES Tube, stomach washout, medical grade non-toxic PVC, distal end: rounded tip with four eyes, | Stomach washout size: 18FG, length: ±800 mm | Offer 1 | Each | Allenco Medical And Dental Supplies CC | 3.32 | Fushan | China | 50 units | 3-21 Days | 10 boxes | 93.84
RT253-26-001 | Not Applicable | STOMACH WASHOUT TUBES Tube, stomach washout, medical grade non-toxic PVC, distal end: rounded tip with four eyes, | Stomach washout size: 18FG, length: ±800 mm | Offer 1 | Each | Zwanga Tor (Pty) Ltd | 4.7 | Ulife | China | 500pcs/ctn | 14 Days | 100 | 57.4904
RT253-26-002 | Not Applicable | STOMACH WASHOUT TUBES Tube, stomach washout, medical grade non-toxic PVC, distal end: rounded tip with four eyes, | Stomach washout size: 20FG, length: ±800 mm | Offer 1 | Each | Allenco Medical And Dental Supplies CC | 3.32 | Fushan | China | 50 units | 3-21 Days | 10 boxes | 93.84
RT253-26-002 | Not Applicable | STOMACH WASHOUT TUBES Tube, stomach washout, medical grade non-toxic PVC, distal end: rounded tip with four eyes, | Stomach washout size: 20FG, length: ±800 mm | Offer 1 | Each | Zwanga Tor (Pty) Ltd | 4.7 | Ulife | China | 500pcs/ctn | 14 Days | 100 | 57.4904
RT253-26-003 | Not Applicable | STOMACH WASHOUT TUBES Tube, stomach washout, medical grade non-toxic PVC, distal end: rounded tip with four eyes, | Stomach washout size: 22FG, length: ±800 mm | Offer 1 | Each | Allenco Medical And Dental Supplies CC | 3.32 | Fushan | China | 50 units | 3-21 Days | 10 boxes | 93.84
RT253-26-003 | Not Applicable | STOMACH WASHOUT TUBES Tube, stomach washout, medical grade non-toxic PVC, distal end: rounded tip with four eyes, | Stomach washout size: 22FG, length: ±800 mm | Offer 1 | Each | Zwanga Tor (Pty) Ltd | 4.7 | Ulife | China | 500pcs/ctn | 14 Days | 100 | 57.4904
RT253-26-004 | Not Applicable | STOMACH WASHOUT TUBES Tube, stomach washout, medical grade non-toxic PVC, distal end: rounded tip with four eyes, | Stomach washout size: 24FG, length: ±800 mm | Offer 1 | Each | Allenco Medical And Dental Supplies CC | 3.22 | Fushan | China | 50 units | 3-21 Days | 10 boxes | 93.84
RT253-26-004 | Not Applicable | STOMACH WASHOUT TUBES Tube, stomach washout, medical grade non-toxic PVC, distal end: rounded tip with four eyes, | Stomach washout size: 24FG, length: ±800 mm | Offer 1 | Each | Zwanga Tor (Pty) Ltd | 5.54 | Ulife | China | 500pcs/ctn | 14 Days | 100 | 30.0553
RT253-26-005 | Not Applicable | STOMACH WASHOUT TUBES Tube, stomach washout, medical grade non-toxic PVC, distal end: rounded tip with four eyes, | Stomach washout size: 26FG, length: ±800 mm | Offer 1 | Each | Zwanga Tor (Pty) Ltd | 5.54 | Ulife | China | 500pcs/ctn | 14 Days | 100 | 94.9
RT253-26-005 | Not Applicable | STOMACH WASHOUT TUBES Tube, stomach washout, medical grade non-toxic PVC, distal end: rounded tip with four eyes, | Stomach washout size: 26FG, length: ±800 mm | Offer 1 | Each | Allenco Medical And Dental Supplies CC | 8.4 | Fushan | China | 50 units | 3-21 Days | 10 boxes | 47.3779
RT253-26-006 | Not Applicable | STOMACH WASHOUT TUBES Tube, stomach washout, medical grade non-toxic PVC, distal end: rounded tip with four eyes, | Stomach washout size: 28FG, length: ±800 mm | Offer 1 | Each | Zwanga Tor (Pty) Ltd | 5.54 | Ulife | China | 500pcs/ctn | 14 Days | 100 | 94.9
RT253-26-006 | Not Applicable | STOMACH WASHOUT TUBES Tube, stomach washout, medical grade non-toxic PVC, distal end: rounded tip with four eyes, | Stomach washout size: 28FG, length: ±800 mm | Offer 1 | Each | Allenco Medical And Dental Supplies CC | 8.4 | Fushan | China | 50 units | 3-21 Days | 10 boxes | 47.3779
RT253-26-007 | Not Applicable | STOMACH WASHOUT TUBES Tube, stomach washout, medical grade non-toxic PVC, distal end: rounded tip with four eyes, | Stomach washout size: 30FG, length: ±800 mm | Offer 1 | Each | Zwanga Tor (Pty) Ltd | 5.54 | Ulife | China | 500pcs/ctn | 14 Days | 100 | 94.9
RT253-26-007 | Not Applicable | STOMACH WASHOUT TUBES Tube, stomach washout, medical grade non-toxic PVC, distal end: rounded tip with four eyes, | Stomach washout size: 30FG, length: ±800 mm | Offer 1 | Each | Allenco Medical And Dental Supplies CC | 8.4 | Fushan | China | 50 units | 3-21 Days | 10 boxes | 47.3779
RT253-26-008 | Not Applicable | STOMACH WASHOUT TUBES Tube, stomach washout, medical grade non-toxic PVC, distal end: rounded tip with four eyes, | Stomach washout size: 32FG, length: ±800 mm | Offer 1 | Each | Allenco Medical And Dental Supplies CC | 8.4 | Fushan | China | 50 units | 3-21 Days | 10 boxes | 93.84
RT253-26-009 | Not Applicable | STOMACH WASHOUT TUBES Tube, stomach washout, medical grade non-toxic PVC, distal end: rounded tip with four eyes, | Stomach washout size: 34FG, length: ±800 mm | Offer 1 | Each | Allenco Medical And Dental Supplies CC | 8.4 | Fushan | China | 50 units | 3-21 Days | 10 boxes | 93.84
RT253-26-010 | Not Applicable | STOMACH WASHOUT TUBES Tube, stomach washout, medical grade non-toxic PVC, distal end: rounded tip with four eyes, | Stomach washout size: 36FG, length: ±800 mm | Offer 1 | Each | Allenco Medical And Dental Supplies CC | 8.4 | Fushan | China | 50 units | 3-21 Days | 10 boxes | 93.84
RT253-26-010 | Not Applicable | STOMACH WASHOUT TUBES Tube, stomach washout, medical grade non-toxic PVC, distal end: rounded tip with four eyes, | Stomach washout size: 36FG, length: ±800 mm | Offer 1 | Each | Dahlhausen (Pty) Ltd | 87.85 | Dahlhausen | DE | 1 unit | 10 Days | 100 units | -761.25
RT253-27-001 | Not Applicable | PENCIL DRAINS Tube, drainage, pencil, silicone corrugated internal wall, sterile, individually peel packed. | Pencil drain size: 350mm x 6mm | Offer 1 | Each | Biocor Hospital Supplies (Pty) Ltd | 9.77 | Technomed | South Africa | 100 units | 10-15 Days | 100 units | 97.3
RT253-27-001 | Not Applicable | PENCIL DRAINS Tube, drainage, pencil, silicone corrugated internal wall, sterile, individually peel packed. | Pencil drain size: 350mm x 6mm | Offer 1 | Each | Biocor Hospital Supplies (Pty) Ltd | 9.89 | Technomed | South Africa | 100 units | 10-15 Days | 100 units | 96.1946
RT253-27-001 | Not Applicable | PENCIL DRAINS Tube, drainage, pencil, silicone corrugated internal wall, sterile, individually peel packed. | Pencil drain size: 350mm x 6mm | Offer 1 | Each | Akacia Medical (Pty) Ltd | 13.96 | Akacia Medical | South Africa | 1 Unit | 20 Days | 50 Units | 54.8023
RT253-27-002 | Not Applicable | PENCIL DRAINS Tube, drainage, pencil, silicone corrugated internal wall, sterile, individually peel packed. | Pencil drain size: 350mm x 14mm | Offer 1 | Each | Biocor Hospital Supplies (Pty) Ltd | 13.22 | Technomed | South Africa | 100 units | 10-15 Days | 100 units | 97.3
RT253-27-002 | Not Applicable | PENCIL DRAINS Tube, drainage, pencil, silicone corrugated internal wall, sterile, individually peel packed. | Pencil drain size: 350mm x 14mm | Offer 1 | Each | Biocor Hospital Supplies (Pty) Ltd | 13.45 | Technomed | South Africa | 100 units | 10-15 Days | 100 units | 95.7342
RT253-27-002 | Not Applicable | PENCIL DRAINS Tube, drainage, pencil, silicone corrugated internal wall, sterile, individually peel packed. | Pencil drain size: 350mm x 14mm | Offer 1 | Each | Akacia Medical (Pty) Ltd | 17.44 | Akacia Medical | South Africa | 1 Unit | 20 Days | 50 Units | 64.6708
RT253-27-003 | Not Applicable | PENCIL DRAINS Tube, drainage, pencil, silicone corrugated internal wall, sterile, individually peel packed. | Pencil drain size: 350mm x 20mm | Offer 1 | Each | Biocor Hospital Supplies (Pty) Ltd | 18.38 | Technomed | South Africa | 100 units | 10-15 Days | 100 units | 97.3
RT253-27-003 | Not Applicable | PENCIL DRAINS Tube, drainage, pencil, silicone corrugated internal wall, sterile, individually peel packed. | Pencil drain size: 350mm x 20mm | Offer 1 | Each | Biocor Hospital Supplies (Pty) Ltd | 18.75 | Technomed | South Africa | 100 units | 10-15 Days | 100 units | 95.4882
RT253-28-001 | Not Applicable | SUMP DRAINAGE TUBES Tube, sump drainage, dual-flow, Salem, medical grade non-toxic PVC radio-opaque line, graduated at 45mm, 55mm, 65mm and 75mm from most distal eye, proximal end: tapered drainage port, elongated irrigation side port with tapered rigid connector, distal end: closed round tip, staggered double eyes every 10mm for 50 mm from tip and single eye at 60 mm, | Sump drainage tubes size: 12FG, | Offer 1 | Each | Tara healthcare (Pty) Ltd | 17.9 | Sterimed | India | 50 Units Per Box | 21 Days | 600 | 94
RT253-28-002 | Not Applicable | SUMP DRAINAGE TUBES Tube, sump drainage, dual-flow, Salem, medical grade non-toxic PVC radio-opaque line, graduated at 45mm, 55mm, 65mm and 75mm from most distal eye, proximal end: tapered drainage port, elongated irrigation side port with tapered rigid connector, distal end: closed round tip, staggered double eyes every 10mm for 50 mm from tip and single eye at 60 mm, | Sump drainage tubes size: 14FG, | Offer 1 | Each | Tara healthcare (Pty) Ltd | 17.9 | Sterimed | India | 50 Units Per Box | 21 Days | 600 | 94
RT253-28-002 | Not Applicable | SUMP DRAINAGE TUBES Tube, sump drainage, dual-flow, Salem, medical grade non-toxic PVC radio-opaque line, graduated at 45mm, 55mm, 65mm and 75mm from most distal eye, proximal end: tapered drainage port, elongated irrigation side port with tapered rigid connector, distal end: closed round tip, staggered double eyes every 10mm for 50 mm from tip and single eye at 60 mm, | Sump drainage tubes size: 14FG, | Offer 1 | Each | Grobir Medical Suppliers | 20.04 | Sterimed | India | 50 units | 21 Days | 1 Box | 79.2402
RT253-28-002 | Not Applicable | SUMP DRAINAGE TUBES Tube, sump drainage, dual-flow, Salem, medical grade non-toxic PVC radio-opaque line, graduated at 45mm, 55mm, 65mm and 75mm from most distal eye, proximal end: tapered drainage port, elongated irrigation side port with tapered rigid connector, distal end: closed round tip, staggered double eyes every 10mm for 50 mm from tip and single eye at 60 mm, | Sump drainage tubes size: 14FG, | Offer 1 | Each | Dynamed Pharmaceuticals (Pty) Ltd | 23.0496 | La-Med | India | 250 units | 7-14 Days | 2 Boxes | 68.1082
RT253-28-003 | Not Applicable | SUMP DRAINAGE TUBES Tube, sump drainage, dual-flow, Salem, medical grade non-toxic PVC radio-opaque line, graduated at 45mm, 55mm, 65mm and 75mm from most distal eye, proximal end: tapered drainage port, elongated irrigation side port with tapered rigid connector, distal end: closed round tip, staggered double eyes every 10mm for 50 mm from tip and single eye at 60 mm, | Sump drainage tubes size: 16FG, | Offer 1 | Each | Tara healthcare (Pty) Ltd | 1.9 | Sterimed | India | 50 Units Per Box | 21 Days | 600 | 94
RT253-28-003 | Not Applicable | SUMP DRAINAGE TUBES Tube, sump drainage, dual-flow, Salem, medical grade non-toxic PVC radio-opaque line, graduated at 45mm, 55mm, 65mm and 75mm from most distal eye, proximal end: tapered drainage port, elongated irrigation side port with tapered rigid connector, distal end: closed round tip, staggered double eyes every 10mm for 50 mm from tip and single eye at 60 mm, | Sump drainage tubes size: 16FG, | Offer 1 | Each | Grobir Medical Suppliers | 20.04 | Sterimed | India | 50 units | 21 Days | 1 Box | -769.2632
RT253-29-001 | Not Applicable | TUBE GREEN Tubing, funnel type, green, for oxygen administration, bubble every 90cm, which will fit a male and female fitting, | Inner diameter: 3 mm, length: 30 m. | Offer 1 | Each | Biocor Hospital Supplies (Pty) Ltd | 76.1 | Technomed | South Africa | 12 units | 10-15 Days | 12 units | 97.3
RT253-29-001 | Not Applicable | TUBE GREEN Tubing, funnel type, green, for oxygen administration, bubble every 90cm, which will fit a male and female fitting, | Inner diameter: 3 mm, length: 30 m. | Offer 1 | Each | Biocor Hospital Supplies (Pty) Ltd | 77.85 | Technomed | South Africa | 12 units | 10-15 Days | 12 units | 95.2304
RT253-29-001 | Not Applicable | TUBE GREEN Tubing, funnel type, green, for oxygen administration, bubble every 90cm, which will fit a male and female fitting, | Inner diameter: 3 mm, length: 30 m. | Offer 1 | Each | Emergency Hospital Supplies (Pty) Ltd, | 95.63 | Romson | India | 20 units | 21 Days | 5 Boxes | 70.9028
RT253-29-002 | Not Applicable | TUBE CLEAR Tubing, funnel type, clear, for suction, bubble every 90cm, which will fit a male and female fitting, length: 30 m. | Funnel tube inner diameter: 5mm | Offer 1 | Each | Emergency Hospital Supplies (Pty) Ltd, | 136.62 | Romson | India | 20 units | 21 Days | 5 Boxes | 94
RT253-29-002 | Not Applicable | TUBE CLEAR Tubing, funnel type, clear, for suction, bubble every 90cm, which will fit a male and female fitting, length: 30 m. | Funnel tube inner diameter: 5mm | Offer 1 | Each | Supra Healthcare Johannesburg (Pty) Ltd | 170.5644 | Suction Bubble Tube | India | 1 unit | 21 Days | 1 unit | 70.6476
RT253-29-003 | Not Applicable | TUBE CLEAR Tubing, funnel type, clear, for suction, bubble every 90cm, which will fit a male and female fitting, length: 30 m. | Funnel tube inner diameter: 7mm | Offer 1 | Each | Biocor Hospital Supplies (Pty) Ltd | 124.95 | Technomed | South Africa | 7 units | 10-15 Days | 7 units | 97.3
RT253-29-003 | Not Applicable | TUBE CLEAR Tubing, funnel type, clear, for suction, bubble every 90cm, which will fit a male and female fitting, length: 30 m. | Funnel tube inner diameter: 7mm | Offer 1 | Each | Biocor Hospital Supplies (Pty) Ltd | 126.1 | Technomed | South Africa | 7 units | 10-15 Days | 7 units | 96.4717
RT253-29-003 | Not Applicable | TUBE CLEAR Tubing, funnel type, clear, for suction, bubble every 90cm, which will fit a male and female fitting, length: 30 m. | Funnel tube inner diameter: 7mm | Offer 1 | Each | Emergency Hospital Supplies (Pty) Ltd, | 181.02 | Romson | India | 20 units | 21 Days | 5 Boxes | 53.6134
RT253-29-003 | Not Applicable | TUBE CLEAR Tubing, funnel type, clear, for suction, bubble every 90cm, which will fit a male and female fitting, length: 30 m. | Funnel tube inner diameter: 7mm | Offer 1 | Each | Supra Healthcare Johannesburg (Pty) Ltd | 210.8713 | Suction Bubble Tube | India | 1 unit | 21 Days | 1 unit | 31.1207
RT253-29-004 | Not Applicable | TUBE SILICONE Tubing, silicone, autoclavable, length: 15 m. | Silicone tube inner diameter: 6mm, outer diameter: 11mm | Offer 1 | Each | Medi-Core Technologies (Pty) Ltd | 203.84 | U-Life | South Africa | 15/case | 14 Days | 30 | 96.4
RT253-29-004 | Not Applicable | TUBE SILICONE Tubing, silicone, autoclavable, length: 15 m. | Silicone tube inner diameter: 6mm, outer diameter: 11mm | Offer 1 | Each | Zwanga Tor (Pty) Ltd | 226 | Ulife | China | n/q | 14 Days | 100 | 85.1159
RT253-29-004 | Not Applicable | TUBE SILICONE Tubing, silicone, autoclavable, length: 15 m. | Silicone tube inner diameter: 6mm, outer diameter: 11mm | Offer 1 | Each | Supra Healthcare Johannesburg (Pty) Ltd | 250.495 | Avacare | China | 1 unit | 21 Days | 1 unit | 72.4095
RT253-29-005 | Not Applicable | TUBE SILICONE Tubing, silicone, autoclavable, length: 15 m. | Silicone tube inner diameter: 10mm, outer diameter: 16mm | Offer 1 | Each | Medi-Core Technologies (Pty) Ltd | 307.4 | U-Life | South Africa | 15/case | 14 Days | 30 | 96.4
RT253-29-005 | Not Applicable | TUBE SILICONE Tubing, silicone, autoclavable, length: 15 m. | Silicone tube inner diameter: 10mm, outer diameter: 16mm | Offer 1 | Each | Zwanga Tor (Pty) Ltd | 337 | Ulife | China | n/q | 14 Days | 100 | 86.2338
RT253-29-005 | Not Applicable | TUBE SILICONE Tubing, silicone, autoclavable, length: 15 m. | Silicone tube inner diameter: 10mm, outer diameter: 16mm | Offer 1 | Each | Biocor Hospital Supplies (Pty) Ltd | 798.65 | Technomed | South Africa | 10 units | 10-15 Days | 10 units | -46.5273
RT253-29-005 | Not Applicable | TUBE SILICONE Tubing, silicone, autoclavable, length: 15 m. | Silicone tube inner diameter: 10mm, outer diameter: 16mm | Offer 1 | Each | Biocor Hospital Supplies (Pty) Ltd | 801.45 | Technomed | South Africa | 10 units | 10-15 Days | 10 units | -47.347
RT253-30-001 | Not Applicable | URI-SHEATH (CONDOM CATHETER), TWO-PIECE SYSTEM Sheath, incontinence, latex Free, with adhesive strips, two-piece system, uri-sheath and skin friendly/hypo-allergenic liner, able to absorb moisture kink-resistant unobstructed flow, length of catheter connection: not less than 35mm, length excluding catheter connection: not less than 100mm. | Uri-sheath (condom catheter) size: small, diameter not less than 25mm | Offer 1 | Each | Access Medical (Pty) Ltd | 3.62 | Access | China | 10 units | 14 Days | 1 Box | 94
RT253-30-001 | Not Applicable | URI-SHEATH (CONDOM CATHETER), TWO-PIECE SYSTEM Sheath, incontinence, latex Free, with adhesive strips, two-piece system, uri-sheath and skin friendly/hypo-allergenic liner, able to absorb moisture kink-resistant unobstructed flow, length of catheter connection: not less than 35mm, length excluding catheter connection: not less than 100mm. | Uri-sheath (condom catheter) size: small, diameter not less than 25mm | Offer 1 | Each | Supra Healthcare Johannesburg (Pty) Ltd | 15.3762 | Avacare | China | 1 unit | 21 Days | 1 unit | -199.2734
RT253-30-001 | Not Applicable | URI-SHEATH (CONDOM CATHETER), TWO-PIECE SYSTEM Sheath, incontinence, latex Free, with adhesive strips, two-piece system, uri-sheath and skin friendly/hypo-allergenic liner, able to absorb moisture kink-resistant unobstructed flow, length of catheter connection: not less than 35mm, length excluding catheter connection: not less than 100mm. | Uri-sheath (condom catheter) size: small, diameter not less than 25mm | Offer 1 | Each | Lechoba Medical Technologies (Pty) Ltd | 18.75 | Easythru® | China | 10 Units | 7-21 Days | 10 Units | -282.1602
RT253-30-002 | Not Applicable | URI-SHEATH (CONDOM CATHETER), TWO-PIECE SYSTEM Sheath, incontinence, latex Free, with adhesive strips, two-piece system, uri-sheath and skin friendly/hypo-allergenic liner, able to absorb moisture kink-resistant unobstructed flow, length of catheter connection: not less than 35mm, length excluding catheter connection: not less than 100mm. | Uri-sheath (condom catheter) size: medium, diameter not less than 30mm | Offer 1 | Each | Access Medical (Pty) Ltd | 3.62 | Access | China | 10 units | 14 Days | 1 Box | 94
RT253-30-002 | Not Applicable | URI-SHEATH (CONDOM CATHETER), TWO-PIECE SYSTEM Sheath, incontinence, latex Free, with adhesive strips, two-piece system, uri-sheath and skin friendly/hypo-allergenic liner, able to absorb moisture kink-resistant unobstructed flow, length of catheter connection: not less than 35mm, length excluding catheter connection: not less than 100mm. | Uri-sheath (condom catheter) size: medium, diameter not less than 30mm | Offer 1 | Each | Supra Healthcare Johannesburg (Pty) Ltd | 15.7129 | Avacare | China | 1 unit | 21 Days | 1 unit | -207.6427
RT253-30-002 | Not Applicable | URI-SHEATH (CONDOM CATHETER), TWO-PIECE SYSTEM Sheath, incontinence, latex Free, with adhesive strips, two-piece system, uri-sheath and skin friendly/hypo-allergenic liner, able to absorb moisture kink-resistant unobstructed flow, length of catheter connection: not less than 35mm, length excluding catheter connection: not less than 100mm. | Uri-sheath (condom catheter) size: medium, diameter not less than 30mm | Offer 1 | Each | Lechoba Medical Technologies (Pty) Ltd | 18.75 | Easythru® | China | 10 Units | 7-21 Days | 10 Units | -282.1602
RT253-30-003 | Not Applicable | URI-SHEATH (CONDOM CATHETER), TWO-PIECE SYSTEM Sheath, incontinence, latex Free, with adhesive strips, two-piece system, uri-sheath and skin friendly/hypo-allergenic liner, able to absorb moisture kink-resistant unobstructed flow, length of catheter connection: not less than 35mm, length excluding catheter connection: not less than 100mm. | Uri-sheath (condom catheter) size: large, diameter not less than 35mm | Offer 1 | Each | Access Medical (Pty) Ltd | 3.62 | Access | China | 10 units | 14 Days | 1 Box | 94
RT253-30-003 | Not Applicable | URI-SHEATH (CONDOM CATHETER), TWO-PIECE SYSTEM Sheath, incontinence, latex Free, with adhesive strips, two-piece system, uri-sheath and skin friendly/hypo-allergenic liner, able to absorb moisture kink-resistant unobstructed flow, length of catheter connection: not less than 35mm, length excluding catheter connection: not less than 100mm. | Uri-sheath (condom catheter) size: large, diameter not less than 35mm | Offer 1 | Each | Supra Healthcare Johannesburg (Pty) Ltd | 15.3762 | Avacare | China | 1 unit | 21 Days | 1 unit | -199.2734
RT253-30-003 | Not Applicable | URI-SHEATH (CONDOM CATHETER), TWO-PIECE SYSTEM Sheath, incontinence, latex Free, with adhesive strips, two-piece system, uri-sheath and skin friendly/hypo-allergenic liner, able to absorb moisture kink-resistant unobstructed flow, length of catheter connection: not less than 35mm, length excluding catheter connection: not less than 100mm. | Uri-sheath (condom catheter) size: large, diameter not less than 35mm | Offer 1 | Each | Lechoba Medical Technologies (Pty) Ltd | 18.75 | Easythru® | China | 10 Units | 7-21 Days | 10 Units | -282.1602
RT253-30-004 | Not Applicable | URI-SHEATH (CONDOM CATHETER), TWO-PIECE SYSTEM Sheath, incontinence, latex Free, with adhesive strips, two-piece system, uri-sheath and skin friendly/hypo-allergenic liner, able to absorb moisture kink-resistant unobstructed flow, length of catheter connection: not less than 35mm, length excluding catheter connection: not less than 100mm. | Uri-sheath (condom catheter) size: x-large, diameter not less than 40mm | Offer 1 | Each | Supra Healthcare Johannesburg (Pty) Ltd | 15.3762 | Avacare | China | 1 unit | 21 Days | 1 unit | 93.0088
RT253-30-004 | Not Applicable | URI-SHEATH (CONDOM CATHETER), TWO-PIECE SYSTEM Sheath, incontinence, latex Free, with adhesive strips, two-piece system, uri-sheath and skin friendly/hypo-allergenic liner, able to absorb moisture kink-resistant unobstructed flow, length of catheter connection: not less than 35mm, length excluding catheter connection: not less than 100mm. | Uri-sheath (condom catheter) size: x-large, diameter not less than 40mm | Offer 1 | Each | Lechoba Medical Technologies (Pty) Ltd | 18.75 | Easythru® | China | 10 Units | 7-21 Days | 10 Units | 74.2527
RT253-30-004 | Not Applicable | URI-SHEATH (CONDOM CATHETER), TWO-PIECE SYSTEM Sheath, incontinence, latex Free, with adhesive strips, two-piece system, uri-sheath and skin friendly/hypo-allergenic liner, able to absorb moisture kink-resistant unobstructed flow, length of catheter connection: not less than 35mm, length excluding catheter connection: not less than 100mm. | Uri-sheath (condom catheter) size: x-large, diameter not less than 40mm | Offer 1 | Each | Access Medical (Pty) Ltd | 21.26 | Access | China | 10 units | 14 Days | 1 Box | 59.5612
RT253-30-005 | Not Applicable | URI-SHEATH (CONDOM CATHETER), SELF-ADHESIVE Sheath, incontinence, silicone, self-adhesive, kink-resistant unobstructed flow, skin friendly adhesive, length of catheter connection: not less than 35mm, length excluding catheters connection: not less than 100mm. | Uri-sheath (condom catheter) size: small, diameter not less than 25mm | Offer 1 | Each | Access Medical (Pty) Ltd | 3.62 | Access | China | 10 units | 14 Days | 1 Box | 94
RT253-30-005 | Not Applicable | URI-SHEATH (CONDOM CATHETER), SELF-ADHESIVE Sheath, incontinence, silicone, self-adhesive, kink-resistant unobstructed flow, skin friendly adhesive, length of catheter connection: not less than 35mm, length excluding catheters connection: not less than 100mm. | Uri-sheath (condom catheter) size: small, diameter not less than 25mm | Offer 1 | Each | Supra Healthcare Johannesburg (Pty) Ltd | 20.0396 | Avacare | China | 1 unit | 21 Days | 1 unit | -315.2134
RT253-30-005 | Not Applicable | URI-SHEATH (CONDOM CATHETER), SELF-ADHESIVE Sheath, incontinence, silicone, self-adhesive, kink-resistant unobstructed flow, skin friendly adhesive, length of catheter connection: not less than 35mm, length excluding catheters connection: not less than 100mm. | Uri-sheath (condom catheter) size: small, diameter not less than 25mm | Offer 1 | Each | Hartmann-Vitamed (Pty) Ltd | 22.68 | Hollister | United State of America | 30 units | 3 Days | 2 Boxes | -383.8674
RT253-30-005 | Not Applicable | URI-SHEATH (CONDOM CATHETER), SELF-ADHESIVE Sheath, incontinence, silicone, self-adhesive, kink-resistant unobstructed flow, skin friendly adhesive, length of catheter connection: not less than 35mm, length excluding catheters connection: not less than 100mm. | Uri-sheath (condom catheter) size: small, diameter not less than 25mm | Offer 1 | Each | Lechoba Medical Technologies (Pty) Ltd | 25.1 | Easythru® | China | 10 Units | 7-21 Days | 10 Units | -440.0331
RT253-30-006 | Not Applicable | URI-SHEATH (CONDOM CATHETER), SELF-ADHESIVE Sheath, incontinence, silicone, self-adhesive, kink-resistant unobstructed flow, skin friendly adhesive, length of catheter connection: not less than 35mm, length excluding catheters connection: not less than 100mm. | Uri-sheath (condom catheter) size: medium, diameter not less than 30mm | Offer 1 | Each | Access Medical (Pty) Ltd | 3.62 | Access | China | 10 units | 14 Days | 1 Box | 94
RT253-30-006 | Not Applicable | URI-SHEATH (CONDOM CATHETER), SELF-ADHESIVE Sheath, incontinence, silicone, self-adhesive, kink-resistant unobstructed flow, skin friendly adhesive, length of catheter connection: not less than 35mm, length excluding catheters connection: not less than 100mm. | Uri-sheath (condom catheter) size: medium, diameter not less than 30mm | Offer 1 | Each | Hartmann-Vitamed (Pty) Ltd | 22.68 | Hollister | United State of America | 30 units | 3 Days | 2 Boxes | -383.8674
RT253-30-007 | Not Applicable | URI-SHEATH (CONDOM CATHETER), SELF-ADHESIVE Sheath, incontinence, silicone, self-adhesive, kink-resistant unobstructed flow, skin friendly adhesive, length of catheter connection: not less than 35mm, length excluding catheters connection: not less than 100mm. | Uri-sheath (condom catheter) size: large, diameter not less than 35mm | Offer 1 | Each | Access Medical (Pty) Ltd | 3.62 | Access | China | 10 units | 14 Days | 1 Box | 94
RT253-30-007 | Not Applicable | URI-SHEATH (CONDOM CATHETER), SELF-ADHESIVE Sheath, incontinence, silicone, self-adhesive, kink-resistant unobstructed flow, skin friendly adhesive, length of catheter connection: not less than 35mm, length excluding catheters connection: not less than 100mm. | Uri-sheath (condom catheter) size: large, diameter not less than 35mm | Offer 1 | Each | Supra Healthcare Johannesburg (Pty) Ltd | 20.0396 | Avacare | China | 1 unit | 21 Days | 1 unit | -315.2134
RT253-30-007 | Not Applicable | URI-SHEATH (CONDOM CATHETER), SELF-ADHESIVE Sheath, incontinence, silicone, self-adhesive, kink-resistant unobstructed flow, skin friendly adhesive, length of catheter connection: not less than 35mm, length excluding catheters connection: not less than 100mm. | Uri-sheath (condom catheter) size: large, diameter not less than 35mm | Offer 1 | Each | Hartmann-Vitamed (Pty) Ltd | 22.68 | Hollister | United State of America | 30 units | 3 Days | 2 Boxes | -383.8674
RT253-30-008 | Not Applicable | URI-SHEATH (CONDOM CATHETER), SELF-ADHESIVE Sheath, incontinence, silicone, self-adhesive, kink-resistant unobstructed flow, skin friendly adhesive, length of catheter connection: not less than 35mm, length excluding catheters connection: not less than 100mm. | Uri-sheath (condom catheter) size: x-large, diameter not less than 40mm | Offer 1 | Each | Supra Healthcare Johannesburg (Pty) Ltd | 20.0396 | Avacare | China | 1 unit | 21 Days | 1 unit | 93.0088
RT253-30-008 | Not Applicable | URI-SHEATH (CONDOM CATHETER), SELF-ADHESIVE Sheath, incontinence, silicone, self-adhesive, kink-resistant unobstructed flow, skin friendly adhesive, length of catheter connection: not less than 35mm, length excluding catheters connection: not less than 100mm. | Uri-sheath (condom catheter) size: x-large, diameter not less than 40mm | Offer 1 | Each | Hartmann-Vitamed (Pty) Ltd | 22.68 | Hollister | United State of America | 30 units | 3 Days | 2 Boxes | 78.1417
RT253-30-008 | Not Applicable | URI-SHEATH (CONDOM CATHETER), SELF-ADHESIVE Sheath, incontinence, silicone, self-adhesive, kink-resistant unobstructed flow, skin friendly adhesive, length of catheter connection: not less than 35mm, length excluding catheters connection: not less than 100mm. | Uri-sheath (condom catheter) size: x-large, diameter not less than 40mm | Offer 1 | Each | Lechoba Medical Technologies (Pty) Ltd | 25.1 | Easythru® | China | 10 Units | 7-21 Days | 10 Units | 71.2732
RT253-32-001 | Not Applicable | HEIMLICH FLUTTER VALVE One-way valve. The valve is made of a plastic case with a rubber sleeve inside. It has two nozzles, the inlet nozzle which allows the air to pass in the valve through the chest drainage tube attached to it, and the outlet nozzle which allows the air to pass to the environment or a collecting device during expiration. The blue end to be connected to the thoracic catheter, and a transparent end to be connected to a vented drainage bag. | Not less than 13cm long | Offer 1 | Each | Heron Healthcare (Pty) Ltd | 114.25 | Optiline, 27116 | Germany | 20 units | 2-3 Days | 1 Box | 92
RT253-32-001 | Not Applicable | HEIMLICH FLUTTER VALVE One-way valve. The valve is made of a plastic case with a rubber sleeve inside. It has two nozzles, the inlet nozzle which allows the air to pass in the valve through the chest drainage tube attached to it, and the outlet nozzle which allows the air to pass to the environment or a collecting device during expiration. The blue end to be connected to the thoracic catheter, and a transparent end to be connected to a vented drainage bag. | Not less than 13cm long | Offer 1 | Each | Sinapi Manufacturing (Pty) Ltd | 216.08 | Sinapi Pneumothorax Chest Drain XS50 | South Africa | 50ml | 10 Days | 1 box (25 units) | 15.9538
RT253-33-001 | Not Applicable | FAECAL MANAGEMENT SYSTEM (FMS) Is an indwelling faecal management catheter with odour barrier properties, intended for use to manage faecal incontinence. Consist of low-pressure retention cuff designed to retain the device in the rectum, balloon at the distal end, a connector bag and a soft catheter. It should include a self-closing catheter, a medication and irrigation port, coloured port, must have a sampling port, over inflation warning system, soft balloon, silicone catheter and 10 X Opaque Privacy collection bag with clear measurement markings, a 60 ml syringe, water soluble lubricating gel. | Faecal management system: irrigation port with luer-lock connector including 3 x DIARFLEX® Advanced Replacement collection bag with active carbon filter. Industry Standard Product Configuration | Offer 1 | Each | Heron Healthcare (Pty) Ltd | 1996.5 | Diarflex Advanced Stool Management Systen, 20762 | Germany | 1 unit | 2-3 Days | 1 Box | 92
RT253-33-001 | Not Applicable | FAECAL MANAGEMENT SYSTEM (FMS) Is an indwelling faecal management catheter with odour barrier properties, intended for use to manage faecal incontinence. Consist of low-pressure retention cuff designed to retain the device in the rectum, balloon at the distal end, a connector bag and a soft catheter. It should include a self-closing catheter, a medication and irrigation port, coloured port, must have a sampling port, over inflation warning system, soft balloon, silicone catheter and 10 X Opaque Privacy collection bag with clear measurement markings, a 60 ml syringe, water soluble lubricating gel. | Faecal management system: irrigation port with luer-lock connector | Offer 1 | Each | Bard Medical SA (Pty) Ltd | 2242.5 | Dignishield stool management system & Faecal collection bags | CR Bard Covington | 1x2 Kit | 7 Days | 2x5 Kit | 78.9106
RT253-33-001 | Not Applicable | FAECAL MANAGEMENT SYSTEM (FMS) Is an indwelling faecal management catheter with odour barrier properties, intended for use to manage faecal incontinence. Consist of low-pressure retention cuff designed to retain the device in the rectum, balloon at the distal end, a connector bag and a soft catheter. It should include a self-closing catheter, a medication and irrigation port, coloured port, must have a sampling port, over inflation warning system, soft balloon, silicone catheter and 10 X Opaque Privacy collection bag with clear measurement markings, a 60 ml syringe, water soluble lubricating gel. | Faecal management system: irrigation port with luer-lock connector including 10 x DIARFLEX® Advanced Replacement collection bag with active carbon filter. | Offer 2 | Each | Heron Healthcare (Pty) Ltd | 3634 | Diarflex Advanced Stool Management Systen, 20762 | Germany | 1 unit | 2-3 Days | 1 Box | 18.1833
RT253-34-001 | Not Applicable | UMBILICAL CATHETERS SILICONE For umbilical vein or artery to allow continuous pressure monitoring while administering medications, volume expanders and antibiotics. | Umbilical catheter single lumen size: 3FG x 34cm (21G) | Offer 1 | Each | Lechoba Medical Technologies (Pty) Ltd | 521.75 | Umbili-Cath™ | China | 10 Units | 7-21 Days | 10 Units | 94
RT253-34-002 | Not Applicable | UMBILICAL CATHETERS SILICONE For umbilical vein or artery to allow continuous pressure monitoring while administering medications, volume expanders and antibiotics. | Umbilical catheter single lumen size: 5FG x 34cm (18G) | Offer 1 | Each | Lechoba Medical Technologies (Pty) Ltd | 521.75 | Umbili-Cath™ | China | 10 Units | 7-21 Days | 10 Units | 94
RT253-34-003 | Not Applicable | UMBILICAL CATHETERS SILICONE For umbilical vein or artery to allow continuous pressure monitoring while administering medications, volume expanders and antibiotics. | Umbilical catheter single lumen size: 8FG x 34cm (15G) | Offer 1 | Each | Lechoba Medical Technologies (Pty) Ltd | 521.75 | Umbili-Cath™ | China | 10 Units | 7-21 Days | 10 Units | 94
RT253-34-006 | Not Applicable | UMBILICAL CATHETERS SILICONE For umbilical vein or artery to allow continuous pressure monitoring while administering medications, volume expanders and antibiotics. | Umbilical catheter dual lumen size: 5FG x 34cm (19/19G) | Offer 1 | Each | Lechoba Medical Technologies (Pty) Ltd | 860.97 | Umbili-Cath™ | China | 10 Units | 7-21 Days | 10 Units | 94
RT253-34-007 | Not Applicable | UMBILICAL CATHETERS POLYURETHANE For umbilical vein or artery to allow continuous pressure monitoring while administering medications, volume expanders and antibiotics. | Umbilical catheter single lumen size: 2.8FG x 34cm (22G) | Offer 1 | Each | Lechoba Medical Technologies (Pty) Ltd | 416.75 | Umbili-Cath™ | China | 10 Units | 7-21 Days | 10 Units | 87.5226
RT253-34-007 | Not Applicable | UMBILICAL CATHETERS POLYURETHANE For umbilical vein or artery to allow continuous pressure monitoring while administering medications, volume expanders and antibiotics. | Umbilical catheter single lumen size: 2.8FG x 34cm (22G) | Offer 1 | Each | Liora Medical Supplies CC | 490.31 | Argyle | United State of America | 10 units | 5-10 Days | 10 units | 70.4936
RT253-34-007 | Not Applicable | UMBILICAL CATHETERS POLYURETHANE For umbilical vein or artery to allow continuous pressure monitoring while administering medications, volume expanders and antibiotics. | Umbilical catheter single lumen size: 2.8FG x 34cm (22G) | Offer 1 | Each | Endosurgical(Pty) Ltd | R388.77 | Vygon | France | 8 Units | 7-14 Days | 1 Box | 94
RT253-34-008 | Not Applicable | UMBILICAL CATHETERS POLYURETHANE For umbilical vein or artery to allow continuous pressure monitoring while administering medications, volume expanders and antibiotics. | Umbilical catheter single lumen size: 3.5FG x 34cm (21G) | Offer 1 | Each | Liora Medical Supplies CC | 330.2 | Argyle | United State of America | 10 units | 5-10 Days | 10 units | 94
RT253-34-008 | Not Applicable | UMBILICAL CATHETERS POLYURETHANE For umbilical vein or artery to allow continuous pressure monitoring while administering medications, volume expanders and antibiotics. | Umbilical catheter single lumen size: 3.5FG x 34cm (21G) | Offer 1 | Each | Lechoba Medical Technologies (Pty) Ltd | 416.75 | Umbili-Cath™ | China | 10 Units | 7-21 Days | 10 Units | 70.4098
RT253-34-008 | Not Applicable | UMBILICAL CATHETERS POLYURETHANE For umbilical vein or artery to allow continuous pressure monitoring while administering medications, volume expanders and antibiotics. | Umbilical catheter single lumen size: 3.5FG x 34cm (21G) | Offer 1 | Each | Endosurgical(Pty) Ltd | R384.80 | Vygon | France | 8 Units | 7-14 Days | 1 Box | 79.1181
RT253-34-009 | Not Applicable | UMBILICAL CATHETERS POLYURETHANE For umbilical vein or artery to allow continuous pressure monitoring while administering medications, volume expanders and antibiotics. | Umbilical catheter single lumen size: 5.0FG x 34cm (18G) | Offer 1 | Each | Liora Medical Supplies CC | 308.92 | Argyle | United State of America | 10 units | 5-10 Days | 10 units | 76.6947
RT253-34-009 | Not Applicable | UMBILICAL CATHETERS POLYURETHANE For umbilical vein or artery to allow continuous pressure monitoring while administering medications, volume expanders and antibiotics. | Umbilical catheter single lumen size: 5.0FG x 34cm (18G) | Offer 1 | Each | Lechoba Medical Technologies (Pty) Ltd | 416.75 | Umbili-Cath™ | China | 10 Units | 7-21 Days | 10 Units | 39.2393
RT253-34-009 | Not Applicable | UMBILICAL CATHETERS POLYURETHANE For umbilical vein or artery to allow continuous pressure monitoring while administering medications, volume expanders and antibiotics. | Umbilical catheter single lumen size: 5.0FG x 34cm (18G) | Offer 1 | Each | Endosurgical(Pty) Ltd | R259.10 | Vygon | France | 20 units | 7-14 Days | 1 Box | 94
RT253-34-010 | Not Applicable | UMBILICAL CATHETERS POLYURETHANE For umbilical vein or artery to allow continuous pressure monitoring while administering medications, volume expanders and antibiotics. | Umbilical catheter single lumen size: 6.5FG x 34cm (15G) | Offer 1 | Each | Lechoba Medical Technologies (Pty) Ltd | 416.75 | Umbili-Cath™ | China | 10 Units | 7-21 Days | 10 Units | 94
RT253-34-011 | Not Applicable | UMBILICAL CATHETERS POLYURETHANE For umbilical vein or artery to allow continuous pressure monitoring while administering medications, volume expanders and antibiotics. | Umbilical catheter dual lumen size: 2.8FG x 34cm (22/25G) | Offer 1 | Each | Lechoba Medical Technologies (Pty) Ltd | 731.9 | Umbili-Cath™ | China | 10 Units | 7-21 Days | 10 Units | 94
RT253-34-012 | Not Applicable | UMBILICAL CATHETERS POLYURETHANE For umbilical vein or artery to allow continuous pressure monitoring while administering medications, volume expanders and antibiotics. | Umbilical catheter dual lumen size: 3.5FG x 34cm (20/23G) | Offer 1 | Each | Lechoba Medical Technologies (Pty) Ltd | 731.9 | Umbili-Cath™ | China | 10 Units | 7-21 Days | 10 Units | 94.71
RT253-34-012 | Not Applicable | UMBILICAL CATHETERS POLYURETHANE For umbilical vein or artery to allow continuous pressure monitoring while administering medications, volume expanders and antibiotics. | Umbilical catheter dual lumen size: 3.5FG x 34cm (20/23G) | Offer 1 | Each | Liora Medical Supplies CC | 737.72 | Argyle | United State of America | 5 units | 5-10 Days | 5 units | 94
RT253-34-014 | Not Applicable | UMBILICAL CATHETERS POLYURETHANE For umbilical vein or artery to allow continuous pressure monitoring while administering medications, volume expanders and antibiotics. | Umbilical catheter dual lumen size: 5.0FG x 34cm (19/19G) | Offer 1 | Each | Liora Medical Supplies CC | 598.35 | Argyle | United State of America | 5 units | 5-10 Days | 5 units | 94
RT253-34-015 | Not Applicable | UMBILICAL CATHETERS POLYURETHANE For umbilical vein or artery to allow continuous pressure monitoring while administering medications, volume expanders and antibiotics. | Umbilical catheter triple lumen size: 5.0FG x 30cm-34cm (18/20/20G) | Offer 1 | Each | Liora Medical Supplies CC | 848.38 | Argyle | United State of America | 5 units | 5-10 Days | 5 units | 94
RT253-34-015 | Not Applicable | UMBILICAL CATHETERS POLYURETHANE For umbilical vein or artery to allow continuous pressure monitoring while administering medications, volume expanders and antibiotics. | Umbilical catheter triple lumen size: 5.0FG x 30cm-34cm (18/20/20G) | Offer 1 | Each | Lechoba Medical Technologies (Pty) Ltd | 930.19 | Umbili-Cath™ | China | 10 Units | 7-21 Days | 10 Units | 85.3212
RT253-34-016 | Not Applicable | UMBILICAL CATHETERS POLYURETHANE For umbilical vein or artery to allow continuous pressure monitoring while administering medications, volume expanders and antibiotics. | Umbilical catheter triple lumen size: 5.0FG x 30cm-34cm (20/22/22G) | Offer 1 | Each | Liora Medical Supplies CC | 873.43 | Argyle | United State of America | 5 units | 5-10 Days | 5 units | 94
RT253-34-018 | Not Applicable | PERIPHERALLY-INSERTED CENTRAL CATHETER SET A sterile, thin, flexible tube inserted into a peripheral vein and advanced to a large central vein for short- to long-term intravascular access. It allows for repeated access to the vascular system for up to 30 days or more. Clearly labelled depth markings every 1 cm. Soft tapered tip. Open ended catheter with clamp (none-valved). Composition of catheter: polyurethane (PUR). No antibiotic or antibacterial coating. Sterile, for single use. Individually peel packed. | CH3 single lumen: 19G = 0.6 mm, Length: 40 - 60 cm | Offer 1 | Each | Tara healthcare (Pty) Ltd | 1200 | Ande Med | India | 1 Unit per Box | 21 Days | 100 | 94
RT253-34-018 | Not Applicable | PERIPHERALLY-INSERTED CENTRAL CATHETER SET A sterile, thin, flexible tube inserted into a peripheral vein and advanced to a large central vein for short- to long-term intravascular access. It allows for repeated access to the vascular system for up to 30 days or more. Clearly labelled depth markings every 1 cm. Soft tapered tip. Open ended catheter with clamp (none-valved). Composition of catheter: polyurethane (PUR). No antibiotic or antibacterial coating. Sterile, for single use. Individually peel packed. | CH3 single lumen: 19G = 0.6 mm, Length: 40 - 60 cm | Offer 1 | Each | SSEM Mthembu Medical | 1926.6 | Kimal | United Kingdom | 1 unit | 120 Days | 100 units | 37.303
RT253-34-019 | Not Applicable | PERIPHERALLY-INSERTED CENTRAL CATHETER SET A sterile, thin, flexible tube inserted into a peripheral vein and advanced to a large central vein for short- to long-term intravascular access. It allows for repeated access to the vascular system for up to 30 days or more. Clearly labelled depth markings every 1 cm. Soft tapered tip. Open ended catheter with clamp (none-valved). Composition of catheter: polyurethane (PUR). No antibiotic or antibacterial coating. Sterile, for single use. Individually peel packed. | CH5 single lumen: 17G = 1.1 mm, Length:50 - 65 cm | Offer 1 | Each | Tara healthcare (Pty) Ltd | 1350 | Ande Med | India | 1 Unit per Box | 21 Days | 100 | 94
RT253-34-019 | Not Applicable | PERIPHERALLY-INSERTED CENTRAL CATHETER SET A sterile, thin, flexible tube inserted into a peripheral vein and advanced to a large central vein for short- to long-term intravascular access. It allows for repeated access to the vascular system for up to 30 days or more. Clearly labelled depth markings every 1 cm. Soft tapered tip. Open ended catheter with clamp (none-valved). Composition of catheter: polyurethane (PUR). No antibiotic or antibacterial coating. Sterile, for single use. Individually peel packed. | CH5 single lumen: 17G = 1.1 mm, Length:50 - 65 cm | Offer 1 | Each | SSEM Mthembu Medical | 2000.7 | Kimal | United Kingdom | 1 unit | 120 Days | 100 units | 48.418
RT253-34-020 | Not Applicable | PERIPHERALLY-INSERTED CENTRAL CATHETER SET A sterile, thin, flexible tube inserted into a peripheral vein and advanced to a large central vein for short- to long-term intravascular access. It allows for repeated access to the vascular system for up to 30 days or more. Clearly labelled depth markings every 1 cm. Soft tapered tip. Open ended catheter with clamp (none-valved). Composition of catheter: polyurethane (PUR). No antibiotic or antibacterial coating. Sterile, for single use. Individually peel packed. | CH5 double lumen: 2 x 18G, Length:50 - 65 cm | Offer 1 | Each | Tara healthcare (Pty) Ltd | 1500 | Ande Med | India | 1 Unit per Box | 21 Days | 100 | 94
RT253-34-020 | Not Applicable | PERIPHERALLY-INSERTED CENTRAL CATHETER SET A sterile, thin, flexible tube inserted into a peripheral vein and advanced to a large central vein for short- to long-term intravascular access. It allows for repeated access to the vascular system for up to 30 days or more. Clearly labelled depth markings every 1 cm. Soft tapered tip. Open ended catheter with clamp (none-valved). Composition of catheter: polyurethane (PUR). No antibiotic or antibacterial coating. Sterile, for single use. Individually peel packed. | CH5 double lumen: 2 x 18G, Length:50 - 65 cm | Offer 1 | Each | SSEM Mthembu Medical | 2223 | Kimal | United Kingdom | 1 unit | 120 Days | 100 units | 48.418
RT253-34-021 | Not Applicable | Broviac catheter set Broviac catheters are central venous line (CVL) is a special intravenous (IV) line inserted under the skin on the chest wall and into a large vein that leads to the heart. Made of radiopaque medical grade silicone. | Single lumen 2.7FG total length 71cm | Offer 1 | Each | Bard Medical SA (Pty) Ltd | 2100 | Broviac Catheter | CR Bard Covington | 1 unit | 14 Days | 1 unit | 90
RT253-34-024 | Not Applicable | Broviac catheter set Broviac catheters are central venous line (CVL) is a special intravenous (IV) line inserted under the skin on the chest wall and into a large vein that leads to the heart. Made of radiopaque medical grade silicone. | Single lumen 6.6FG total length 90cm | Offer 1 | Each | Bard Medical SA (Pty) Ltd | 3910 | Broviac Catheter | CR Bard Covington | 1 unit | 21 Days | 1 unit | 90